{"text_format":"1","workbook":"xlsx","n_sheets":6,"sheets":["Disclaimer","INTRO","SD","SD1","CD","CLIST"],"not_rendered":{"charts":0,"images":1,"macros":1,"external_links":0,"defined_names":6,"comments":0,"pivot_tables":0},"unopened":[],"bounds":{"document_bytes":16777216,"sheet_cells":100000,"rows_first":2000,"rows_last":500,"rows_between":2000,"halvings":0,"cell_chars":16384,"cell_head_chars":4096},"cells_cut":0,"cells_raw":0,"read":"whole","date_system":"1900"}

{"sheet":"Disclaimer","index":0,"n_rows":37,"n_cols":2,"rows_kept":37,"cut":false,"hidden":false,"merged":[]}
[]
["Welcome to the Water Balance Spreadsheet for the City of Calgary (WBSCC)."]
[]
["The WBSCC tool and associated materials (e.g., User’s Manual) was prepared by Westhoff "]
["Engineering Resources, Inc. (Westhoff) on behalf of The City of Calgary. All copyright "]
["and trademarks on the WBSCC tool and associated materials remain the property of The "]
["City of Calgary."]
[]
["If you continue to browse and use the WBSCC tool you are agreeing to comply with and "]
["be bound by the following terms and conditions of use:"]
[]
[1,"Neither The City of Calgary nor Westhoff provide any warranty or guarantee as "]
[null,"to the accuracy, performance, completeness or suitability of the WBSCC tool and "]
[null,"associated materials for any particular purpose. You acknowledge that the WBSCC "]
[null,"tool and associated materials may contain inaccuracies or errors and The City "]
[null,"of Calgary and Westhoff exclude liability for any such inaccuracies or errors."]
[]
[2,"Your use of the WBSCC tool and associated materials is entirely at your own risk, "]
[null,"for which The City of Calgary and Westhoff shall not be liable. The City of "]
[null,"Calgary and Westhoff are not responsible for any liability for any direct, "]
[null,"indirect, incidental, consequential or other damages resulting from the use, "]
[null,"misuse or misinterpretation of the WBSCC tool and associated materials."]
[]
[3,"It shall be the user’s responsibility to ensure that the WBSCC tool and "]
[null,"associated materials meet your specific requirements. The user shall ensure "]
[null,"that the analysis and design, and subsequent performance of project sites meet "]
[null,"all relevant watershed targets, standards and guidelines. Consult a professional "]
[null,"engineer before utilizing the WBSCC tool and associated materials."]
[]
[4,"Every reasonable effort has been made to have the WBSCC tool run smoothly on "]
[null,"typical hardware. However, neither The City of Calgary nor Westhoff take any "]
[null,"responsibility for, and will not be liable for, the WBSCC tool not being able "]
[null,"to be applied due to technical issues beyond our control."]
[]
["Please advise The City of Calgary of any issues that arise out of the use of the WBSCC tool "]
["and associated materials. The WBSCC tool and associated materials are subject to change "]
["without notice. Updates of the WBSCC tool will be posted on The City of Calgary’s website."]

{"sheet":"INTRO","index":1,"n_rows":39,"n_cols":4,"rows_kept":39,"cut":false,"hidden":false,"merged":[]}
[]
[null,"ORGANIZATION OF WORKSHEETS IN WBSCC","Information Worksheets","INTRO Sheet"]
[null,null,null,"The INTRO worksheet provides general information about various worksheets in WBSCC. "]
[]
[null,null,null,"System Data (SD) Sheet"]
[null,null,null,"The System Data worksheet (SD) contains the general information of site, tabulated data sets for the sub-catchments and the storm ponds, crop profiles for selected cover types, as well as the irrigation schedules. This worksheet also contains information such as runoff allocation from various cover types within each sub-catchment as well as discharge routing information between storm ponds. User needs to enter the system data through this worksheet."]
[]
[null,null,null,"Climate Data (CD) Sheet"]
[null,null,null,"The Climate Data worksheet (CD) contains time series of daily precipitation, mean daily temperature, and monthly potential evaporation/evapo-transpiration data. Tables to convert the potential evaporation/evapo-transpiration data to the actual watershed conditions are also provided in this worksheet."]
[]
[null,null,"Computation Worksheets","The internal computational results are presented for various sub-basins and ponds. These results are in the form of daily time series, over the computational time domain."]
[]
[null,null,null,"Sub-Catchment   Computation (SC1, SC2, SC3, SC4, SC5, PB1 and PB2) Sheets"]
[null,null,null,"Worksheets SC1 through SC5 show the computational details of sub-catchments 1 through 5. In each worksheet, variables involved in the water balance computation with respect to each cover type as well as the storage/ Re-use tank are provided in the form of daily time series. An annual summary table, highlighting the statistics of pertinent variables is also provided."]
[]
[null,null,null,"Worksheets PB1 and PB2 show the water balance computation involved with the non-submerged pond bed areas of Pond1 and Pond2, respectively. These areas are assumed to be of pervious surface cover type, and the runoffs developed from these areas are allocated to the respective ponds."]
[]
[null,null,null,"Ponds Computation (POND) Sheet"]
[null,null,null,"Variables in the water balance computation of Pond 1 and Pond 2 are provided in the Worksheet POND. The worksheet also contains additional variables used in the predictor-corrector computation of pond capacity, surface area and stage. An annual summary table, highlighting the statistics of pertinent variables is also provided."]
[]
[]
[]
[]
[]
[]
[]
[]
[]
[]
[]
[]
["Results Worksheets","Sub-Catchment Statistics"]
[null,"Worksheets DS1 through DS5 show the summary statistics as well as the aggregated results of variables involved for each sub-catchment. "]
[]
[null,"Pond Statistics"]
[null,"Worksheet PSTAT shows the summary statistics as well as the aggregated results of variables involved in the water balance computation of ponds. "]
[]
[null,"Chart Dialog User Interface"]
[null,"A user-customizable dialog is provided to create charts based on the available time series, and to append them to the Workbook."]

{"sheet":"SD","index":2,"n_rows":349,"n_cols":23,"rows_kept":349,"cut":false,"hidden":false,"merged":[]}
[null,null,null,null,null,null,null,null,null,"WBSCC - PROJECT DATA SHEET - Environmental Information",null,null,null,null,null,"WBSCC - PROJECT DATA SHEET - Environmental Information (Cont'd.)"]
[]
[null,null,null,null,null,null,null,null,null,"Minimum Temperature to Trigger Runoff (oC)",null,null,0,null,null,"Actual to Potential Evapotranspiration Modification Factors"]
[null,null,null,null,null,null,null,null,null,"Sublimation Losses (%)",null,null,0]
[null,null,null,null,null,null,null,null,null,"Precipitation Multiplication Factor (% Decrease)",null,null,0,null,null,"Sand",null,"Silt",null,"Clay",null,"Customized Media"]
[null,null,null,null,null,null,null,null,null,null,null,null,null,null,null,"AW/AWC","F","AW/AWC","F","AW/AWC","F","AW/AWC","F"]
[null,null,null,null,null,null,null,null,null,null,null,null,null,null,null,0,0,0,0,0,0,0,0]
[null,null,null,null,null,null,null,null,null,"Month","Is Winter","Crop Water Requirement (mm/month)",null,null,null,0.2,1,0.2,0.1,0.2,0.05,0.2,0.1]
[null,null,null,null,null,null,null,null,null,null,"or Summer?","KENTUCKY BLUE GRASS","SAGE BRUSH","Unnamed 1","Unnamed 2",0.4,1,0.4,0.8,0.4,0.3,0.4,0.5]
[null,null,null,null,null,null,null,null,null,"January","Winter",0,0,0,0,0.6,1,0.6,1,0.6,0.6,0.6,0.7]
[null,null,null,null,null,null,null,null,null,"February","Winter",0,0,0,0,0.8,1,0.8,1,0.8,0.95,0.8,0.9]
[null,null,null,null,null,null,null,null,null,"March","Winter",0,0,0,0,1,1,1,1,1,1,1,1]
[null,null,null,null,null,null,null,null,null,"April","Summer",0,0,0,0,50,1,50,1,50,1,50,1]
["PROJECT SUMMARY SHEET",null,null,null,null,null,null,null,null,"May","Summer",110,50,0,0,100,1,100,1,100,1,100,1]
[null,null,null,null,null,null,null,null,null,"June","Summer",110,50,0,0]
["Project Name:",null,null,null,null,null,null,null,null,"July","Summer",110,60,0,0,"AW: Available Water Content (mm)"]
[null,null,null,null,null,null,null,null,null,"August","Summer",110,50,0,0,"AWC: Available Water Capacity (mm)"]
["Project Description:",null,null,null,null,null,null,null,null,"September","Summer",110,50,0,0]
[null,null,null,null,null,null,null,null,null,"October","Summer",0,20,0,0]
[null,null,null,null,null,null,null,null,null,"November","Winter",0,0,0,0]
[null,null,null,null,null,null,null,null,null,"December","Winter",0,0,0,0]
[]
[]
[]
[null,null,null,null,null,null,null,null,null,"Catchment Area Data"]
[]
["Location:",null,null,null,null,null,null,null,null,"Sub-Catchment","Description of Sub-catchment Use",null,null,"Area (ha)"]
[null,null,null,null,null,null,null,null,null,"Sub-Catchment 1"]
["Date:",null,null,null,null,null,null,null,null,"Sub-Catchment 2"]
[null,null,null,null,null,null,null,null,null,"Sub-Catchment 3"]
["Designed by:",null,null,null,null,null,null,null,null,"Sub-Catchment 4"]
[null,null,null,null,null,null,null,null,null,"Sub-Catchment 5"]
["Company Name:",null,null,null,null,null,null,null,null,"Total",null,null,null,{"$f":"SUM(N28:N32)","v":0}]
[]
["Reviewed by:",null,null,null,null,null,null,null,null,"Pond Area Data"]
[]
[null,null,null,null,null,null,null,null,null,"Pond","Description of Pond",null,null,"Pond Area (m2)"]
[null,null,null,null,null,null,null,null,null,"Pond 1",null,null,null,{"$f":"MAX(F240:F260)","v":0}]
[null,null,null,null,null,null,null,null,null,"Pond 2",null,null,null,{"$f":"MAX(F279:F299)","v":0}]
[]
["WBSCC - PROJECT DATA SHEET - Sub-Catchment 1: Parameters, Runoff Allocation",null,null,null,null,null,null,null,null,"WBSCC - PROJECT DATA SHEET - Sub-Catchment 1: Crops, Irrigation, Storage/Reuse Tank",null,null,null,null,null,"WBSCC - PROJECT DATA SHEET - Sub-Catchment 1: Weekly Watering Schedule"]
[{"$f":"\"Usage: \" & $K$28","v":"Usage: "}]
["Sub-catchment Parameters",null,"Cover Type",null,null,null,null,null,null,"Storage/ Reuse Tank Parameters",null,null,"Values",null,null,"Weekly Watering Schedule #1 (Depth of Irrigation) (mm)"]
[null,null,"Impervious","Pervious","Absorbent","Green Roof","Bioretention/","Unassigned"]
[null,null,"Surface","Surface","Landscaping","Media","Bioswale","Area",null,"Tank Water Surface Area (assumed bath tub)",null,"(m2)",null,null,null,null,"Sun","Mon","Tue","Wed","Thu","Fri","Sat"]
[null,null,null,null,null,null,"Medium",null,null,"Spill Crest Elevation, above Tank Floor",null,"(m)",null,null,null,"Jan"]
[{"$f":" \"Area        (Total: \" &N28 & \")\"","v":"Area        (Total: )"},"(ha)",0,0,0,0,0,{"$f":"N28-SUM(C47:G47)","v":0},null,"Starting Water Level",null,"(m)",null,null,null,"Feb"]
["Depression Loss ","(mm)",1.6,null,null,null,null,null,null,"Minimum Tank Water Elevation for Recharge",null,"(m)",null,null,null,"Mar"]
["Soil Type: Sand",null,null,null,null,100,90,null,null,"Maximum Tank Water Elevation for Recharge",null,"(m)",null,null,null,"Apr"]
["                Silt",null,null,100,100,0,10,null,null,"Use Recharge from Storm Ponds",null,null,"No",{"$f":"IF(M50=\"Yes\",IF(M51=\"POND #1\",1,0),0)","v":0},{"$f":"IF(M50=\"Yes\",IF(M51=\"POND #2\",1,0),0)","v":0},"May",null,null,null,null,null,10]
["                Clay",null,null,null,null,null,null,null,null,"Recharge Source",null,null,"POND #1",{"$f":"IF(AND($M50=\"Yes\",$M51=\"POND #1\",N50>1),\"POND #1 ALREADY SELECTED\",\"\")","v":""},{"$f":"IF(AND($M50=\"Yes\",$M51=\"POND #2\",O50>1),\"POND #1 ALREADY SELECTED\",\"\")","v":""},"Jun",null,null,10,null,null,15]
["                Custom",null,null,null,null,null,null,null,null,"Additional Non-Potable Demand ",null,"(l/s)",0,null,null,"Jul",null,10,null,10,null,15]
["Unassigned",null,null,{"$f":"100 - SUM(D49:D52)","v":0},{"$f":"100 - SUM(E49:E52)","v":0},{"$f":"100 - SUM(F49:F52)","v":0},{"$f":"100 - SUM(G49:G52)","v":0},null,null,"Municipal Supply Available",null,null,"No",null,null,"Aug",null,10,null,10,null,15]
["Soil or Media Depth","(mm)",null,100,300,200,600,null,null,null,null,null,null,null,null,"Sep",null,null,10,null,null,15]
["Porosity",null,null,0.46,0.46,0.51200000000000001,0.46899999999999997,null,null,null,null,null,null,null,null,"Oct"]
["Field Capacity",null,null,0.27100000000000002,0.27100000000000002,0.13200000000000001,9.1999999999999998E-2,null,null,"Ground Cover Crop-Mix Profiles (Mix as %)",null,null,null,null,null,"Nov"]
["Wilting Point",null,null,0.126,0.126,5.7000000000000002E-2,3.7999999999999999E-2,null,null,null,null,null,null,null,null,"Dec"]
["Saturated Hydraulic Conductivity","(m/s)",null,5.0000000000000004E-6,5.0000000000000004E-6,2.5000000000000001E-5,3.4999999999999997E-5,null,null,"Crops",null,"Profile #1","Profile #2","Profile #3"]
["Sub-soil Hydraulic Conductivity","(m/s)",null,1E-8,1E-8,null,4.9999999999999998E-8,null,null,{"$f":"$L$9","v":"KENTUCKY BLUE GRASS"},null,90,100,50]
["Ponding Depth","(mm)",null,0,0,0,300,null,null,{"$f":"+$M$9","v":"SAGE BRUSH"},null,10,0,50,null,"Weekly Watering Schedule #2 (Depth of Irrigation) (mm)"]
["Inv. Slope of Log. Tension Moisture Curve",null,null,{"$f":"(LN(1500)-LN(33))/(LN(D56)-LN(D57))","v":4.98371488264607},{"$f":"(LN(1500)-LN(33))/(LN(E56)-LN(E57))","v":4.98371488264607},{"$f":"(LN(1500)-LN(33))/(LN(F56)-LN(F57))","v":4.5450548969822586},{"$f":"(LN(1500)-LN(33))/(LN(G56)-LN(G57))","v":4.3165600442269136},null,null,{"$f":"$N$9","v":"Unnamed 1"},null,0,0,0]
["Subdrain Invert (above bottom of media)","(mm)",null,null,null,null,0,null,null,{"$f":"$O$9","v":"Unnamed 2"},null,0,0,0,null,null,"Sun","Mon","Tue","Wed","Thu","Fri","Sat"]
["Subdrain Capacity ","(m3/s)",null,null,null,null,0,null,null,"Unassigned",null,{"$f":"100-SUM(L59:L62)","v":0},{"$f":"100-SUM(M59:M62)","v":0},{"$f":"100 - SUM(N59:N62)","v":0},null,"Jan"]
[null,null,null,null,null,null,null,null,null,null,null,null,null,null,null,"Feb"]
[null,null,null,null,null,null,null,null,null,null,null,null,null,null,null,"Mar"]
["% of Runoff Allocated To:",null,"Runoff Allocated from Cover Type/ Facility:",null,null,null,null,null,null,"Irrigation Crop Profile or Scheduling Assignment:",null,null,null,null,null,"Apr"]
[null,null,"Impervious","Pervious","Absorbent","Green Roof","Bioretention/","Storage/","Discharge",null,null,null,null,null,null,"May",null,null,null,null,null,null,30]
[null,null,"Surface","Surface","Landscaping","Media","Bioswale","Reuse",null,"Pervious Surface Cover Type",null,null,null,null,null,"Jun",null,null,null,null,null,null,30]
[null,null,null,null,null,null,"Media","Tank",null,"Use Irrigation Schedule","No","Schedule Number",1,{"$f":"IF(AND(K69=\"Yes\",K70=\"Yes\"), \"Use Either Irrigation Schedule or Crop Profile\", \"\")","v":""},null,"Jul",null,null,null,null,null,null,30]
["Pervious Surface",null,0,null,null,0,null,null,null,"Use Crop Demand Profile","No","Profile Number",1,null,null,"Aug",null,null,null,null,null,null,30]
["Absorbent Landscaping",null,0,0,null,0,null,null,null,"Absorbent Landscaping Cover Type",null,null,null,null,null,"Sep",null,null,null,null,null,null,30]
["Green Roof Media",null,0,null,null,null,null,null,null,"Use Irrigation Schedule","No","Schedule Number",1,{"$f":"IF(AND(K72=\"Yes\",K73=\"Yes\"), \"Use Either Irrigation Schedule or Crop Profile\", \"\")","v":""},null,"Oct"]
["Storage/ Reuse Tank",null,0,0,0,0,null,null,null,"Use Crop Demand Profile","No","Profile Number",1,null,null,"Nov"]
["Bioretention/Bioswale Media",null,0,0,0,0,null,null,null,"Green Roof Media",null,null,null,null,null,"Dec"]
["Discharge",null,{"$f":"100 -SUM(C70:C74)","v":100},{"$f":"100 -D71-SUM(D73:D74)","v":100},{"$f":"100- SUM(E73:E74)","v":100},{"$f":"100 - SUM(F73:F74)-SUM(F70:F71)","v":100},100,100,null,"Use Irrigation Schedule","No","Schedule Number",1,{"$f":"IF(AND(K75=\"Yes\",K76=\"Yes\"), \"Use Either Irrigation Schedule or Crop Profile\", \"\")","v":""}]
["Pond 1/Pond 2",null,null,null,null,null,null,null,"POND #1","Use Crop Demand Profile","No","Profile Number",1]
[null,null,null,null,null,null,null,null,null,null,null,null,null,null,null,"Precipitation treshold (mm) during irrigation day and preceding two days",null,null,null,null,null,null,10]
[]
[]
["WBSCC - PROJECT DATA SHEET - Sub-Catchment 2: Parameters, Runoff Allocation",null,null,null,null,null,null,null,null,"WBSCC - PROJECT DATA SHEET - Sub-Catchment 2: Crops, Irrigation, Storage/Reuse Tank",null,null,null,null,null,"WBSCC - PROJECT DATA SHEET - Sub-Catchment 2: Weekly Watering Schedule"]
[{"$f":"\"Usage: \" & $K$29","v":"Usage: "}]
["Sub-catchment Parameters",null,"Cover Type",null,null,null,null,null,null,"Storage/ Reuse Tank Parameters",null,null,"Values",null,null,"Weekly Watering Schedule #1 (Depth of Irrigation) (mm)"]
[null,null,"Impervious","Pervious","Absorbent","Green Roof","Bioretention/","Unassigned"]
[null,null,"Surface","Surface","Landscaping","Media","Bioswale","Area",null,"Tank Water Surface Area (assumed bath tub)",null,"(m2)",null,null,null,null,"Sun","Mon","Tue","Wed","Thu","Fri","Sat"]
[null,null,null,null,null,null,"Medium",null,null,"Spill Crest Elevation, above Tank Floor",null,"(m)",null,null,null,"Jan"]
[{"$f":" \"Area        (Total: \" & N29 & \")\"","v":"Area        (Total: )"},"(ha)",0,0,0,0,0,{"$f":"N29-SUM(C86:G86)","v":0},null,"Starting Water Level",null,"(m)",null,null,null,"Feb"]
["Depression Loss ","(mm)",1.6,null,null,null,null,null,null,"Minimum Tank Water Elevation for Recharge",null,"(m)",null,null,null,"Mar"]
["Soil Type: Sand",null,null,null,null,100,90,null,null,"Maximum Tank Water Elevation for Recharge",null,"(m)",null,null,null,"Apr"]
["                Silt",null,null,100,100,0,10,null,null,"Use Recharge from Storm Ponds",null,null,"No",{"$f":"IF($M89=\"Yes\",IF($M90=\"POND #1\",N50+1,N50),N50)","v":0},{"$f":"IF($M89=\"Yes\",IF($M90=\"POND #2\",O50+1,O50),O50)","v":0},"May",null,null,null,null,null,10]
["                Clay",null,null,null,null,null,null,null,null,"Recharge Source",null,null,"POND #1",{"$f":"IF(AND($M89=\"Yes\",$M90=\"POND #1\",N89>1),\"POND #1 ALREADY SELECTED\",\"\")","v":""},null,"Jun",null,null,10,null,null,15]
["                Custom",null,null,null,null,null,null,null,null,"Additional Non-Potable Demand ",null,"(l/s)",0,{"$f":"IF(AND($M89=\"Yes\",$M90=\"POND #2\",O89>1),\"POND #2 ALREADY SELECTED\",\"\")","v":""},null,"Jul",null,10,null,10,null,15]
["Unassigned",null,null,{"$f":"100 - SUM(D88:D91)","v":0},{"$f":"100 - SUM(E88:E91)","v":0},{"$f":"100 - SUM(F88:F91)","v":0},{"$f":"100 - SUM(G88:G91)","v":0},null,null,"Municipal Supply Available",null,null,"No",null,null,"Aug",null,10,null,10,null,15]
["Soil or Media Depth","(mm)",null,100,300,200,600,null,null,null,null,null,null,null,null,"Sep",null,null,10,null,null,15]
["Porosity",null,null,0.46,0.46,0.51200000000000001,0.46899999999999997,null,null,null,null,null,null,null,null,"Oct"]
["Field Capacity",null,null,0.27100000000000002,0.27100000000000002,0.13200000000000001,9.1999999999999998E-2,null,null,"Ground Cover Crop-Mix Profiles (Mix as %)",null,null,null,null,null,"Nov"]
["Wilting Point",null,null,0.126,0.126,5.7000000000000002E-2,3.7999999999999999E-2,null,null,null,null,null,null,null,null,"Dec"]
["Saturated Hydraulic Conductivity","(m/s)",null,5.0000000000000004E-6,5.0000000000000004E-6,2.5000000000000001E-5,3.4999999999999997E-5,null,null,"Crops",null,"Profile #1","Profile #2","Profile #3"]
["Sub-soil Hydraulic Conductivity","(m/s)",null,1E-8,1E-8,null,4.9999999999999998E-8,null,null,{"$f":"$L$9","v":"KENTUCKY BLUE GRASS"},null,90,100,50]
["Ponding Depth","(mm)",null,0,0,0,300,null,null,{"$f":"+$M$9","v":"SAGE BRUSH"},null,10,0,50,null,"Weekly Watering Schedule #2 (Depth of Irrigation) (mm)"]
["Inv. Slope of Log. Tension Moisture Curve",null,null,{"$f":"(LN(1500)-LN(33))/(LN(D95)-LN(D96))","v":4.98371488264607},{"$f":"(LN(1500)-LN(33))/(LN(E95)-LN(E96))","v":4.98371488264607},{"$f":"(LN(1500)-LN(33))/(LN(F95)-LN(F96))","v":4.5450548969822586},{"$f":"(LN(1500)-LN(33))/(LN(G95)-LN(G96))","v":4.3165600442269136},null,null,{"$f":"$N$9","v":"Unnamed 1"},null,0,0,0]
["Subdrain Invert (above bottom of media)","(mm)",null,null,null,null,0,null,null,{"$f":"$O$9","v":"Unnamed 2"},null,0,0,0,null,null,"Sun","Mon","Tue","Wed","Thu","Fri","Sat"]
["Subdrain Capacity ","(m3/s)",null,null,null,null,0,null,null,"Unassigned",null,{"$f":"100-SUM(L98:L101)","v":0},{"$f":"100-SUM(M98:M101)","v":0},{"$f":"100 - SUM(N98:N101)","v":0},null,"Jan"]
[null,null,null,null,null,null,null,null,null,null,null,null,null,null,null,"Feb"]
[null,null,null,null,null,null,null,null,null,null,null,null,null,null,null,"Mar"]
["% of Runoff Allocated To:",null,"Runoff Allocated from Cover Type/ Facility:",null,null,null,null,null,null,"Irrigation Crop Profile or Scheduling Assignment:",null,null,null,null,null,"Apr"]
[null,null,"Impervious","Pervious","Absorbent","Green Roof","Bioretention/","Storage/","Discharge",null,null,null,null,null,null,"May",null,null,null,null,null,null,25]
[null,null,"Surface","Surface","Landscaping","Media","Bioswale","Reuse",null,"Pervious Surface Cover Type",null,null,null,null,null,"Jun",null,null,null,null,null,null,25]
[null,null,null,null,null,null,"Media","Tank",null,"Use Irrigation Schedule","No","Schedule Number",1,{"$f":"IF(AND(K108=\"Yes\",K109=\"Yes\"), \"Use Either Irrigation Schedule or Crop Profile\", \"\")","v":""},null,"Jul",null,null,null,null,null,null,25]
["Pervious Surface",null,0,null,null,0,null,null,null,"Use Crop Demand Profile","No","Profile Number",1,null,null,"Aug",null,null,null,null,null,null,25]
["Absorbent Landscaping",null,0,0,null,0,null,null,null,"Absorbent Landscaping Cover Type",null,null,null,null,null,"Sep",null,null,null,null,null,null,25]
["Green Roof Media",null,0,null,null,null,null,null,null,"Use Irrigation Schedule","No","Schedule Number",1,{"$f":"IF(AND(K111=\"Yes\",K112=\"Yes\"), \"Use Either Irrigation Schedule or Crop Profile\", \"\")","v":""},null,"Oct"]
["Storage/ Reuse Tank",null,0,0,0,0,null,null,null,"Use Crop Demand Profile","No","Profile Number",1,null,null,"Nov"]
["Bioretention/Bioswale Media",null,0,0,0,0,null,null,null,"Green Roof Media",null,null,null,null,null,"Dec"]
["Discharge",null,{"$f":"100 -SUM(C109:C113)","v":100},{"$f":"100 -D110-SUM(D112:D113)","v":100},{"$f":"100- SUM(E112:E113)","v":100},{"$f":"100 - SUM(F112:F113)-SUM(F109:F110)","v":100},100,100,null,"Use Irrigation Schedule","No","Schedule Number",1,{"$f":"IF(AND(K114=\"Yes\",K115=\"Yes\"), \"Use Either Irrigation Schedule or Crop Profile\", \"\")","v":""}]
["Pond 1/Pond 2",null,null,null,null,null,null,null,"POND #2","Use Crop Demand Profile","No","Profile Number",1]
[null,null,null,null,null,null,null,null,null,null,null,null,null,null,null,"Precipitation treshold (mm) during irrigation day and preceding two days",null,null,null,null,null,null,10]
[]
[]
["WBSCC - PROJECT DATA SHEET - Sub-Catchment 3: Parameters, Runoff Allocation",null,null,null,null,null,null,null,null,"WBSCC - PROJECT DATA SHEET - Sub-Catchment 3: Crops, Irrigation, Storage/Reuse Tank",null,null,null,null,null,"WBSCC - PROJECT DATA SHEET - Sub-Catchment 3: Weekly Watering Schedule"]
[{"$f":"\"Usage: \" & $K$30","v":"Usage: "}]
["Sub-catchment Parameters",null,"Cover Type",null,null,null,null,null,null,"Storage/ Reuse Tank Parameters",null,null,"Values",null,null,"Weekly Watering Schedule #1 (Depth of Irrigation) (mm)"]
[null,null,"Impervious","Pervious","Absorbent","Green Roof","Bioretention/","Unassigned"]
[null,null,"Surface","Surface","Landscaping","Media","Bioswale","Area",null,"Tank Water Surface Area (assumed bath tub)",null,"(m2)",null,null,null,null,"Sun","Mon","Tue","Wed","Thu","Fri","Sat"]
[null,null,null,null,null,null,"Medium",null,null,"Spill Crest Elevation, above Tank Floor",null,"(m)",null,null,null,"Jan"]
[{"$f":" \"Area        (Total: \" & N30 & \")\"","v":"Area        (Total: )"},"(ha)",0,0,0,0,0,{"$f":"N30-SUM(C125:G125)","v":0},null,"Starting Water Level",null,"(m)",null,null,null,"Feb"]
["Depression Loss ","(mm)",1.6,null,null,null,null,null,null,"Minimum Tank Water Elevation for Recharge",null,"(m)",null,null,null,"Mar"]
["Soil Type: Sand",null,null,null,null,100,90,null,null,"Maximum Tank Water Elevation for Recharge",null,"(m)",null,null,null,"Apr"]
["                Silt",null,null,100,100,0,10,null,null,"Use Recharge from Storm Ponds",null,null,"No",{"$f":"IF($M128=\"Yes\",IF($M129=\"POND #1\",N89+1,N89),N89)","v":0},{"$f":"IF($M128=\"Yes\",IF($M129=\"POND #2\",O89+1,O89),O89)","v":0},"May",null,null,null,null,null,10]
["                Clay",null,null,null,null,null,null,null,null,"Recharge Source",null,null,"POND #1",{"$f":"IF(AND($M128=\"Yes\",$M129=\"POND #1\",N128>1),\"POND #1 ALREADY SELECTED\",\"\")","v":""},null,"Jun",null,null,10,null,null,15]
["                Custom",null,null,null,null,null,null,null,null,"Additional Non-Potable Demand ",null,"(l/s)",0,{"$f":"IF(AND($M128=\"Yes\",$M129=\"POND #2\",O128>1),\"POND #2 ALREADY SELECTED\",\"\")","v":""},null,"Jul",null,10,null,10,null,15]
["Unassigned",null,null,{"$f":"100 - SUM(D127:D130)","v":0},{"$f":"100 - SUM(E127:E130)","v":0},{"$f":"100 - SUM(F127:F130)","v":0},{"$f":"100 - SUM(G127:G130)","v":0},null,null,"Municipal Supply Available",null,null,"No",null,null,"Aug",null,10,null,10,null,15]
["Soil or Media Depth","(mm)",null,100,300,200,600,null,null,null,null,null,null,null,null,"Sep",null,null,10,null,null,15]
["Porosity",null,null,0.46,0.46,0.51200000000000001,0.46899999999999997,null,null,null,null,null,null,null,null,"Oct"]
["Field Capacity",null,null,0.27100000000000002,0.27100000000000002,0.13200000000000001,9.1999999999999998E-2,null,null,"Ground Cover Crop-Mix Profiles (Mix as %)",null,null,null,null,null,"Nov"]
["Wilting Point",null,null,0.126,0.126,5.7000000000000002E-2,3.7999999999999999E-2,null,null,null,null,null,null,null,null,"Dec"]
["Saturated Hydraulic Conductivity","(m/s)",null,5.0000000000000004E-6,5.0000000000000004E-6,2.5000000000000001E-5,3.4999999999999997E-5,null,null,"Crops",null,"Profile #1","Profile #2","Profile #3"]
["Sub-soil Hydraulic Conductivity","(m/s)",null,1E-8,1E-8,null,4.9999999999999998E-8,null,null,{"$f":"$L$9","v":"KENTUCKY BLUE GRASS"},null,90,100,50]
["Ponding Depth","(mm)",null,0,0,0,300,null,null,{"$f":"+$M$9","v":"SAGE BRUSH"},null,10,0,50,null,"Weekly Watering Schedule #2 (Depth of Irrigation) (mm)"]
["Inv. Slope of Log. Tension Moisture Curve",null,null,{"$f":"(LN(1500)-LN(33))/(LN(D134)-LN(D135))","v":4.98371488264607},{"$f":"(LN(1500)-LN(33))/(LN(E134)-LN(E135))","v":4.98371488264607},{"$f":"(LN(1500)-LN(33))/(LN(F134)-LN(F135))","v":4.5450548969822586},{"$f":"(LN(1500)-LN(33))/(LN(G134)-LN(G135))","v":4.3165600442269136},null,null,{"$f":"$N$9","v":"Unnamed 1"},null,0,0,0]
["Subdrain Invert (above bottom of media)","(mm)",null,null,null,null,0,null,null,{"$f":"$O$9","v":"Unnamed 2"},null,0,0,0,null,null,"Sun","Mon","Tue","Wed","Thu","Fri","Sat"]
["Subdrain Capacity ","(m3/s)",null,null,null,null,0,null,null,"Unassigned",null,{"$f":"100-SUM(L137:L140)","v":0},{"$f":"100-SUM(M137:M140)","v":0},{"$f":"100 - SUM(N137:N140)","v":0},null,"Jan"]
[null,null,null,null,null,null,null,null,null,null,null,null,null,null,null,"Feb"]
[null,null,null,null,null,null,null,null,null,null,null,null,null,null,null,"Mar"]
["% of Runoff Allocated To:",null,"Runoff Allocated from Cover Type/ Facility:",null,null,null,null,null,null,"Irrigation Crop Profile or Scheduling Assignment:",null,null,null,null,null,"Apr"]
[null,null,"Impervious","Pervious","Absorbent","Green Roof","Bioretention/","Storage/","Discharge",null,null,null,null,null,null,"May",null,null,null,null,null,null,25]
[null,null,"Surface","Surface","Landscaping","Media","Bioswale","Reuse",null,"Pervious Surface Cover Type",null,null,null,null,null,"Jun",null,null,null,null,null,null,25]
[null,null,null,null,null,null,"Media","Tank",null,"Use Irrigation Schedule","No","Schedule Number",1,{"$f":"IF(AND(K147=\"Yes\",K148=\"Yes\"), \"Use Either Irrigation Schedule or Crop Profile\", \"\")","v":""},null,"Jul",null,null,null,null,null,null,25]
["Pervious Surface",null,0,null,null,0,null,null,null,"Use Crop Demand Profile","No","Profile Number",1,null,null,"Aug",null,null,null,null,null,null,25]
["Absorbent Landscaping",null,0,0,null,0,null,null,null,"Absorbent Landscaping Cover Type",null,null,null,null,null,"Sep",null,null,null,null,null,null,25]
["Green Roof Media",null,0,null,null,null,null,null,null,"Use Irrigation Schedule","No","Schedule Number",1,{"$f":"IF(AND(K150=\"Yes\",K151=\"Yes\"), \"Use Either Irrigation Schedule or Crop Profile\", \"\")","v":""},null,"Oct"]
["Storage/ Reuse Tank",null,0,0,0,0,null,null,null,"Use Crop Demand Profile","No","Profile Number",1,null,null,"Nov"]
["Bioretention/Bioswale Media",null,0,0,0,0,null,null,null,"Green Roof Media",null,null,null,null,null,"Dec"]
["Discharge",null,{"$f":"100 -SUM(C148:C152)","v":100},{"$f":"100 -D149-SUM(D151:D152)","v":100},{"$f":"100- SUM(E151:E152)","v":100},{"$f":"100 - SUM(F151:F152)-SUM(F148:F149)","v":100},100,100,null,"Use Irrigation Schedule","No","Schedule Number",1,{"$f":"IF(AND(K153=\"Yes\",K154=\"Yes\"), \"Use Either Irrigation Schedule or Crop Profile\", \"\")","v":""}]
["Pond 1/Pond 2",null,null,null,null,null,null,null,"POND #2","Use Crop Demand Profile","No","Profile Number",1]
[null,null,null,null,null,null,null,null,null,null,null,null,null,null,null,"Precipitation treshold (mm) during irrigation day and preceding two days",null,null,null,null,null,null,10]
[]
[]
["WBSCC - PROJECT DATA SHEET - Sub-Catchment 4: Parameters, Runoff Allocation",null,null,null,null,null,null,null,null,"WBSCC - PROJECT DATA SHEET - Sub-Catchment 4: Crops, Irrigation, Storage/Reuse Tank",null,null,null,null,null,"WBSCC - PROJECT DATA SHEET - Sub-Catchment 4: Weekly Watering Schedule"]
[{"$f":"\"Usage: \" & $K$31","v":"Usage: "}]
["Sub-catchment Parameters",null,"Cover Type",null,null,null,null,null,null,"Storage/ Reuse Tank Parameters",null,null,"Values",null,null,"Weekly Watering Schedule #1 (Depth of Irrigation) (mm)"]
[null,null,"Impervious","Pervious","Absorbent","Green Roof","Bioretention/","Unassigned"]
[null,null,"Surface","Surface","Landscaping","Media","Bioswale","Area",null,"Tank Water Surface Area (assumed bath tub)",null,"(m2)",null,null,null,null,"Sun","Mon","Tue","Wed","Thu","Fri","Sat"]
[null,null,null,null,null,null,"Medium",null,null,"Spill Crest Elevation, above Tank Floor",null,"(m)",null,null,null,"Jan"]
[{"$f":" \"Area        (Total: \" & N69 & \")\"","v":"Area        (Total: )"},"(ha)",0,0,0,0,0,{"$f":"N31-SUM(C164:G164)","v":0},null,"Starting Water Level",null,"(m)",null,null,null,"Feb"]
["Depression Loss ","(mm)",1.6,null,null,null,null,null,null,"Minimum Tank Water Elevation for Recharge",null,"(m)",null,null,null,"Mar"]
["Soil Type: Sand",null,null,null,null,100,90,null,null,"Maximum Tank Water Elevation for Recharge",null,"(m)",null,null,null,"Apr"]
["                Silt",null,null,100,100,0,10,null,null,"Use Recharge from Storm Ponds",null,null,"No",{"$f":"IF($M167=\"Yes\",IF($M168=\"POND #1\",N128+1,N128),N128)","v":0},{"$f":"IF($M167=\"Yes\",IF($M168=\"POND #2\",O128+1,O128),O128)","v":0},"May",null,null,null,null,null,10]
["                Clay",null,null,null,null,null,null,null,null,"Recharge Source",null,null,"POND #1",{"$f":"IF(AND($M167=\"Yes\",$M168=\"POND #1\",N167>1),\"POND #1 ALREADY SELECTED\",\"\")","v":""},null,"Jun",null,null,10,null,null,15]
["                Customized Media",null,null,null,null,null,null,null,null,"Additional Non-Potable Demand ",null,"(l/s)",0,{"$f":"IF(AND($M167=\"Yes\",$M168=\"POND #2\",O167>1),\"POND #2 ALREADY SELECTED\",\"\")","v":""},null,"Jul",null,10,null,10,null,15]
["Unassigned",null,null,{"$f":"100 - SUM(D166:D169)","v":0},{"$f":"100 - SUM(E166:E169)","v":0},{"$f":"100 - SUM(F166:F169)","v":0},{"$f":"100 - SUM(G166:G169)","v":0},null,null,"Municipal Supply Available",null,null,"No",null,null,"Aug",null,10,null,10,null,15]
["Soil or Media Depth","(mm)",null,100,50,200,600,null,null,null,null,null,null,null,null,"Sep",null,null,10,null,null,15]
["Porosity",null,null,0.46,0.46,0.51200000000000001,0.46899999999999997,null,null,null,null,null,null,null,null,"Oct"]
["Field Capacity",null,null,0.27100000000000002,0.27100000000000002,0.13200000000000001,9.1999999999999998E-2,null,null,"Ground Cover Crop-Mix Profiles (Mix as %)",null,null,null,null,null,"Nov"]
["Wilting Point",null,null,0.126,0.126,5.7000000000000002E-2,3.7999999999999999E-2,null,null,null,null,null,null,null,null,"Dec"]
["Saturated Hydraulic Conductivity","(m/s)",null,5.0000000000000004E-6,5.0000000000000004E-6,2.5000000000000001E-5,3.4999999999999997E-5,null,null,"Crops",null,"Profile #1","Profile #2","Profile #3"]
["Sub-soil Hydraulic Conductivity","(m/s)",null,1E-8,1E-8,null,4.9999999999999998E-8,null,null,{"$f":"$L$9","v":"KENTUCKY BLUE GRASS"},null,90,100,50]
["Ponding Depth","(mm)",null,0,0,0,300,null,null,{"$f":"+$M$9","v":"SAGE BRUSH"},null,10,0,50,null,"Weekly Watering Schedule #2 (Depth of Irrigation) (mm)"]
["Inv. Slope of Log. Tension Moisture Curve",null,null,{"$f":"(LN(1500)-LN(33))/(LN(D173)-LN(D174))","v":4.98371488264607},{"$f":"(LN(1500)-LN(33))/(LN(E173)-LN(E174))","v":4.98371488264607},{"$f":"(LN(1500)-LN(33))/(LN(F173)-LN(F174))","v":4.5450548969822586},{"$f":"(LN(1500)-LN(33))/(LN(G173)-LN(G174))","v":4.3165600442269136},null,null,{"$f":"$N$9","v":"Unnamed 1"},null,0,0,0]
["Subdrain Invert (above bottom of media)","(mm)",null,null,null,null,0,null,null,{"$f":"$O$9","v":"Unnamed 2"},null,0,0,0,null,null,"Sun","Mon","Tue","Wed","Thu","Fri","Sat"]
["Subdrain Capacity ","(m3/s)",null,null,null,null,0,null,null,"Unassigned",null,{"$f":"100-SUM(L176:L179)","v":0},{"$f":"100-SUM(M176:M179)","v":0},{"$f":"100 - SUM(N176:N179)","v":0},null,"Jan"]
[null,null,null,null,null,null,null,null,null,null,null,null,null,null,null,"Feb"]
[null,null,null,null,null,null,null,null,null,null,null,null,null,null,null,"Mar"]
["% of Runoff Allocated To:",null,"Runoff Allocated from Cover Type/ Facility:",null,null,null,null,null,null,"Irrigation Crop Profile or Scheduling Assignment:",null,null,null,null,null,"Apr"]
[null,null,"Impervious","Pervious","Absorbent","Green Roof","Bioretention/","Storage/","Discharge",null,null,null,null,null,null,"May",null,null,null,null,null,null,25]
[null,null,"Surface","Surface","Landscaping","Media","Bioswale","Reuse",null,"Pervious Surface Cover Type",null,null,null,null,null,"Jun",null,null,null,null,null,null,25]
[null,null,null,null,null,null,"Media","Tank",null,"Use Irrigation Schedule","No","Schedule Number",1,{"$f":"IF(AND(K186=\"Yes\",K187=\"Yes\"), \"Use Either Irrigation Schedule or Crop Profile\", \"\")","v":""},null,"Jul",null,null,null,null,null,null,25]
["Pervious Surface",null,0,null,null,0,null,null,null,"Use Crop Demand Profile","No","Profile Number",1,null,null,"Aug",null,null,null,null,null,null,25]
["Absorbent Landscaping",null,0,0,null,0,null,null,null,"Absorbent Landscaping Cover Type",null,null,null,null,null,"Sep",null,null,null,null,null,null,25]
["Green Roof Media",null,0,null,null,null,null,null,null,"Use Irrigation Schedule","No","Schedule Number",1,{"$f":"IF(AND(K189=\"Yes\",K190=\"Yes\"), \"Use Either Irrigation Schedule or Crop Profile\", \"\")","v":""},null,"Oct"]
["Storage/ Reuse Tank",null,0,0,0,0,null,null,null,"Use Crop Demand Profile","No","Profile Number",1,null,null,"Nov"]
["Bioretention/Bioswale Media",null,0,0,0,0,null,null,null,"Green Roof Media",null,null,null,null,null,"Dec"]
["Discharge",null,{"$f":"100 -SUM(C187:C191)","v":100},{"$f":"100 -D188-SUM(D190:D191)","v":100},{"$f":"100- SUM(E190:E191)","v":100},{"$f":"100 - SUM(F190:F191)-SUM(F187:F188)","v":100},100,100,null,"Use Irrigation Schedule","No","Schedule Number",1,{"$f":"IF(AND(K192=\"Yes\",K193=\"Yes\"), \"Use Either Irrigation Schedule or Crop Profile\", \"\")","v":""}]
["Pond 1/Pond 2",null,null,null,null,null,null,null,"POND #2","Use Crop Demand Profile","No","Profile Number",1]
[null,null,null,null,null,null,null,null,null,null,null,null,null,null,null,"Precipitation treshold (mm) during irrigation day and preceding two days",null,null,null,null,null,null,10]
[]
[]
["WBSCC - PROJECT DATA SHEET - Sub-Catchment 5: Parameters, Runoff Allocation",null,null,null,null,null,null,null,null,"WBSCC - PROJECT DATA SHEET - Sub-Catchment 5: Crops, Irrigation, Storage/Reuse Tank",null,null,null,null,null,"WBSCC - PROJECT DATA SHEET - Sub-Catchment 5: Weekly Watering Schedule"]
[{"$f":"\"Usage: \" & $K$32","v":"Usage: "}]
["Sub-catchment Parameters",null,"Cover Type",null,null,null,null,null,null,"Storage/ Reuse Tank Parameters",null,null,"Values",null,null,"Weekly Watering Schedule #1 (Depth of Irrigation) (mm)"]
[null,null,"Impervious","Pervious","Absorbent","Green Roof","Bioretention/","Unassigned"]
[null,null,"Surface","Surface","Landscaping","Media","Bioswale","Area",null,"Tank Water Surface Area (assumed bath tub)",null,"(m2)",null,null,null,null,"Sun","Mon","Tue","Wed","Thu","Fri","Sat"]
[null,null,null,null,null,null,"Medium",null,null,"Spill Crest Elevation, above Tank Floor",null,"(m)",null,null,null,"Jan"]
[{"$f":" \"Area        (Total: \" & N108 & \")\"","v":"Area        (Total: )"},"(ha)",0,0,0,0,0,{"$f":"N32-SUM(C203:G203)","v":0},null,"Starting Water Level",null,"(m)",null,null,null,"Feb"]
["Depression Loss ","(mm)",1.6,null,null,null,null,null,null,"Minimum Tank Water Elevation for Recharge",null,"(m)",null,null,null,"Mar"]
["Soil Type: Sand",null,null,null,null,100,90,null,null,"Maximum Tank Water Elevation for Recharge",null,"(m)",null,null,null,"Apr"]
["                Silt",null,null,100,100,0,10,null,null,"Use Recharge from Storm Ponds",null,null,"No",{"$f":"IF($M206=\"Yes\",IF($M207=\"POND #1\",N167+1,N167),N167)","v":0},{"$f":"IF($M206=\"Yes\",IF($M207=\"POND #2\",O167+1,O167),O167)","v":0},"May",null,null,null,null,null,10]
["                Clay",null,null,null,null,null,null,null,null,"Recharge Source",null,null,"POND #1",{"$f":"IF(AND($M206=\"Yes\",$M207=\"POND #1\",N206>1),\"POND #1 ALREADY SELECTED\",\"\")","v":""},null,"Jun",null,null,10,null,null,15]
["                Custom",null,null,null,null,null,null,null,null,"Additional Non-Potable Demand ",null,"(l/s)",0,{"$f":"IF(AND($M206=\"Yes\",$M207=\"POND #2\",O206>1),\"POND #2 ALREADY SELECTED\",\"\")","v":""},null,"Jul",null,10,null,10,null,15]
["Unassigned",null,null,{"$f":"100 - SUM(D205:D208)","v":0},{"$f":"100 - SUM(E205:E208)","v":0},{"$f":"100 - SUM(F205:F208)","v":0},{"$f":"100 - SUM(G205:G208)","v":0},null,null,"Municipal Supply Available",null,null,"No",null,null,"Aug",null,10,null,10,null,15]
["Soil or Media Depth","(mm)",null,100,50,200,600,null,null,null,null,null,null,null,null,"Sep",null,null,10,null,null,15]
["Porosity",null,null,0.46,0.46,0.51200000000000001,0.46899999999999997,null,null,null,null,null,null,null,null,"Oct"]
["Field Capacity",null,null,0.27100000000000002,0.27100000000000002,0.13200000000000001,9.1999999999999998E-2,null,null,"Ground Cover Crop-Mix Profiles (Mix as %)",null,null,null,null,null,"Nov"]
["Wilting Point",null,null,0.126,0.126,5.7000000000000002E-2,3.7999999999999999E-2,null,null,null,null,null,null,null,null,"Dec"]
["Saturated Hydraulic Conductivity","(m/s)",null,5.0000000000000004E-6,5.0000000000000004E-6,2.5000000000000001E-5,3.4999999999999997E-5,null,null,"Crops",null,"Profile #1","Profile #2","Profile #3"]
["Sub-soil Hydraulic Conductivity","(m/s)",null,1E-8,1E-8,null,4.9999999999999998E-8,null,null,{"$f":"$L$9","v":"KENTUCKY BLUE GRASS"},null,90,100,50]
["Ponding Depth","(mm)",null,0,0,0,300,null,null,{"$f":"+$M$9","v":"SAGE BRUSH"},null,10,0,50,null,"Weekly Watering Schedule #2 (Depth of Irrigation) (mm)"]
["Inv. Slope of Log. Tension Moisture Curve",null,null,{"$f":"(LN(1500)-LN(33))/(LN(D212)-LN(D213))","v":4.98371488264607},{"$f":"(LN(1500)-LN(33))/(LN(E212)-LN(E213))","v":4.98371488264607},{"$f":"(LN(1500)-LN(33))/(LN(F212)-LN(F213))","v":4.5450548969822586},{"$f":"(LN(1500)-LN(33))/(LN(G212)-LN(G213))","v":4.3165600442269136},null,null,{"$f":"$N$9","v":"Unnamed 1"},null,0,0,0]
["Subdrain Invert (above bottom of media)","(mm)",null,null,null,null,0,null,null,{"$f":"$O$9","v":"Unnamed 2"},null,0,0,0,null,null,"Sun","Mon","Tue","Wed","Thu","Fri","Sat"]
["Subdrain Capacity ","(m3/s)",null,null,null,null,0,null,null,"Unassigned",null,{"$f":"100-SUM(L215:L218)","v":0},{"$f":"100-SUM(M215:M218)","v":0},{"$f":"100 - SUM(N215:N218)","v":0},null,"Jan"]
[null,null,null,null,null,null,null,null,null,null,null,null,null,null,null,"Feb"]
[null,null,null,null,null,null,null,null,null,null,null,null,null,null,null,"Mar"]
["% of Runoff Allocated To:",null,"Runoff Allocated from Cover Type/ Facility:",null,null,null,null,null,null,"Irrigation Crop Profile or Scheduling Assignment:",null,null,null,null,null,"Apr"]
[null,null,"Impervious","Pervious","Absorbent","Green Roof","Bioretention/","Storage/","Discharge",null,null,null,null,null,null,"May",null,null,null,null,null,null,25]
[null,null,"Surface","Surface","Landscaping","Media","Bioswale","Reuse",null,"Pervious Surface Cover Type",null,null,null,null,null,"Jun",null,null,null,null,null,null,25]
[null,null,null,null,null,null,"Media","Tank",null,"Use Irrigation Schedule","No","Schedule Number",1,{"$f":"IF(AND(K225=\"Yes\",K226=\"Yes\"), \"Use Either Irrigation Schedule or Crop Profile\", \"\")","v":""},null,"Jul",null,null,null,null,null,null,25]
["Pervious Surface",null,0,null,null,0,null,null,null,"Use Crop Demand Profile","No","Profile Number",1,null,null,"Aug",null,null,null,null,null,null,25]
["Absorbent Landscaping",null,0,0,null,0,null,null,null,"Absorbent Landscaping Cover Type",null,null,null,null,null,"Sep",null,null,null,null,null,null,25]
["Green Roof Media",null,0,null,null,null,null,null,null,"Use Irrigation Schedule","No","Schedule Number",1,{"$f":"IF(AND(K228=\"Yes\",K229=\"Yes\"), \"Use Either Irrigation Schedule or Crop Profile\", \"\")","v":""},null,"Oct"]
["Storage/ Reuse Tank",null,0,0,0,0,null,null,null,"Use Crop Demand Profile","No","Profile Number",1,null,null,"Nov"]
["Bioretention/Bioswale Media",null,0,0,0,0,null,null,null,"Green Roof Media",null,null,null,null,null,"Dec"]
["Discharge",null,{"$f":"100 -SUM(C226:C230)","v":100},{"$f":"100 -D227-SUM(D229:D230)","v":100},{"$f":"100- SUM(E229:E230)","v":100},{"$f":"100 - SUM(F229:F230)-SUM(F226:F227)","v":100},100,100,null,"Use Irrigation Schedule","No","Schedule Number",1,{"$f":"IF(AND(K231=\"Yes\",K232=\"Yes\"), \"Use Either Irrigation Schedule or Crop Profile\", \"\")","v":""}]
["Pond 1/Pond 2",null,null,null,null,null,null,null,"POND #1","Use Crop Demand Profile","No","Profile Number",1]
[null,null,null,null,null,null,null,null,null,null,null,null,null,null,null,"Precipitation treshold (mm) during irrigation day and preceding two days",null,null,null,null,null,null,10]
[]
[]
["WBSCC - PROJECT DATA SHEET - Pond 1: Parameters, Elevation-Area-Discharge-Volume Relationship",null,null,null,null,null,null,null,null,"This is a blank page",null,null,null,null,null,"This is a blank page"]
[]
["Pond 1 Parametrs",null,"Values",null,"Elevation","Area","Discharge"]
[null,null,null,null,"(m)","(m2)","(m3/s)"]
["Base Elevation","(m)",1,null,1,0,0,0]
["Starting Water Elevation","(m)",3,null,1.5,0,0,{"$f":"H240+(E241-E240)*(F240+F241+(F240*F241)^0.5)/3","v":0}]
["Starting Discharge Elevation (UNWL)","(m)",2.5,null,2,0,0,{"$f":"H241+(E242-E241)*(F241+F242+(F241*F242)^0.5)/3","v":0}]
["High Water Level (HWL)","(m)",4,null,2.5,0,0,0]
["Lower Normal Water Level (LNWL)","(m)",2,null,3,0,0,0]
["Seepage Rate","(mm/hr)",0,null,3.5,0,0,0]
["Discharge and Overflow Routed to:",null,"OUTFALL",null,4,0,0,0]
[null,null,null,null,4,0,0,0]
[null,null,null,null,4,0,0,0]
["Pond 1 Pertinent Volumes (m3)",null,"Values",null,4,0,0,0]
[null,null,null,null,4,0,0,0]
["Volume at Base Elevation",null,{"$f":"cipol(C240,E240:H260,1,4)","v":{"$error":"#NAME?"}},null,4,0,0,0]
["Volume at Stating Water Elevation",null,{"$f":"cipol(C241,E240:H260,1,4)","v":{"$error":"#NAME?"}},null,4,0,0,0]
["Volume at LNWL",null,{"$f":"cipol(C244,E240:H260,1,4)","v":{"$error":"#NAME?"}},null,4,0,0,0]
["Volume at UNWL",null,{"$f":"cipol(C242,E240:H260,1,4)","v":{"$error":"#NAME?"}},null,4,0,0,0]
["Volume at HWL",null,{"$f":"cipol(C243,E240:H260,1,4)","v":{"$error":"#NAME?"}},null,4,0,0,0]
[null,null,null,null,4,0,0,0]
[null,null,null,null,4,0,0,0]
["Pond 1 Bed Soil Parameters",null,null,null,4,0,0,0]
[null,null,null,null,4,0,0,0]
["Soil Type: Sand",null,null,null,4,0,0,0]
["                Silt",null,100]
["                Clay",null,null,null,{"$f":"IF(COUNT(E240:G260)<63,\"TABLE MUST BE FILLED TO THE END REPEATING LAST ROW\",\"\")","v":""}]
["                Custom"]
["Unassigned",null,{"$f":"100 - SUM(C260:C263)","v":0}]
["Soil or Media Depth","(mm)",150]
["Porosity",null,0.46]
["Field Capacity",null,0.27100000000000002]
["Wilting Point",null,0.126]
["Saturated Hydraulic Conductivity","(m/s)",5.0000000000000004E-6]
["Sub-soil Hydraulic Conductivity","(m/s)",1E-8]
["Ponding Depth","(mm)",0]
["Inv. Slope of Log. Tension Moisture Curve",null,{"$f":"(LN(1500)-LN(33))/(LN(C267)-LN(C268))","v":4.98371488264607}]
[]
[]
["WBSCC - PROJECT DATA SHEET - Pond 2: Parameters, Elevation-Area-Discharge Relationship",null,null,null,null,null,null,null,null,"This is a blank page",null,null,null,null,null,"This is a blank page"]
[]
["Pond 2 Parametrs",null,"Values",null,"Elevation","Area","Discharge"]
[null,null,null,null,"(m)","(m2)","(m3/s)"]
["Base Elevation","(m)",1,null,1,0,0,0]
["Starting Water Elevation","(m)",3,null,2,0,0,{"$f":"H279+(E280-E279)*(F279+F280+(F279*F280)^0.5)/3","v":0}]
["Starting Discharge Elevation (UNWL)","(m)",2.5,null,2.5,0,0,{"$f":"H280+(E281-E280)*(F280+F281+(F280*F281)^0.5)/3","v":0}]
["High Water Level (HWL)","(m)",4,null,3,0,0,0]
["Lower Normal Water Level (LNWL)","(m)",2,null,3.5,0,0,0]
["Seepage Rate","(mm/hr)",0,null,3.8,0,0,0]
["Discharge and Overflow Routed to:",null,"POND #1",null,4,0,0,0]
[null,null,null,null,4,0,0,0]
[null,null,null,null,4,0,0,0]
["Pond 2 Pertinent Volumes (m3)",null,"Values",null,4,0,0,0]
[null,null,null,null,4,0,0,0]
["Volume at Base Elevation",null,{"$f":"cipol(C279,E279:H299,1,4)","v":{"$error":"#NAME?"}},null,4,0,0,0]
["Volume at Stating Water Elevation",null,{"$f":"cipol(C280,E279:H299,1,4)","v":{"$error":"#NAME?"}},null,4,0,0,0]
["Volume at LNWL",null,{"$f":"cipol(C283,E279:H299,1,4)","v":{"$error":"#NAME?"}},null,4,0,0,0]
["Volume at UNWL",null,{"$f":"cipol(C281,E279:H299,1,4)","v":{"$error":"#NAME?"}},null,4,0,0,0]
["Volume at HWL",null,{"$f":"cipol(C282,E279:H299,1,4)","v":{"$error":"#NAME?"}},null,4,0,0,0]
[null,null,null,null,4,0,0,0]
[null,null,null,null,4,0,0,0]
["Pond 2 Bed Soil Parameters",null,null,null,4,0,0,0]
[null,null,null,null,4,0,0,0]
["Soil Type: Sand",null,null,null,4,0,0,0]
["                Silt",null,100]
["                Clay",null,null,null,{"$f":"IF(COUNT(E279:G299)<63,\"TABLE MUST BE FILLED TO THE END REPEATING LAST ROW\",\"\")","v":""}]
["                Custom"]
["Unassigned",null,{"$f":"100 - SUM(C299:C302)","v":0}]
["Soil or Media Depth","(mm)",150]
["Porosity",null,0.46]
["Field Capacity",null,0.27100000000000002]
["Wilting Point",null,0.126]
["Saturated Hydraulic Conductivity","(m/s)",5.0000000000000004E-6]
["Sub-soil Hydraulic Conductivity","(m/s)",1E-8]
["Ponding Depth","(mm)",0]
["Inv. Slope of Log. Tension Moisture Curve",null,{"$f":"(LN(1500)-LN(33))/(LN(C306)-LN(C307))","v":4.98371488264607}]
[]
[]
[]
[]
[]
[]
["Lists for Drop Down Entries"]
[]
["WinterSummer",null,"Profiles for Irrigation"]
["Winter",null,1]
["Summer",null,2]
[null,null,3]
["YesNo"]
["Yes",null,"Schedules for Irrigation"]
["No",null,1]
[null,null,2]
["CropList"]
["KENTUCKY BLUE GRASS"]
["SAGE BRUSH"]
["Unnamed 1"]
["Unnamed 2"]
[]
["RoutingTo"]
["OUTFALL"]
["POND #1"]
["POND #2"]
[]
["Routing To"]
["OUTFALL"]
["POND #2"]
[]
["RoutingTo"]
["OUTFALL"]
["POND #1"]
[]
["SC Draining to"]
["POND #1"]
["POND #2"]

{"sheet":"SD1","index":3,"n_rows":18631,"n_cols":18,"rows_kept":4500,"cut":true,"hidden":false,"merged":[],"bounds":{"rows_first":2000,"rows_last":500,"rows_between":2000,"halvings":0}}
["CLOGGING FACTORS",null,null,null,null,null,null,null,null,"EXTERNAL RUN-ON (m3)"]
[]
["Sub-catchment","Year","I/P Ratios",null,null,null,null,null,null,"Date","SC1","SC2","SC3","SC4","SC5",null,"Note:","User-defined I/P ratios should be in the ascending order"]
[null,null,1,2,4,6,8,10,null,"1960-01-01",0,0,0,0,0,null,null,"in ranges C4:H4 (for SC1), C57:H57 (for SC2), C110:H110 (for SC3)"]
["SC1",1960,1,1,1,1,1,1,null,"1960-01-02",0,0,0,0,0,null,null,"C163:H163 (for SC4) and C216:H216 (for SC5) "]
[null,1961,0.99,0.99,0.99,0.99,0.98,0.98,null,"1960-01-03",0,0,0,0,0]
[null,1962,0.98,0.98,0.97,0.97,0.97,0.97,null,"1960-01-04",0,0,0,0,0]
[null,1963,0.97,0.96,0.96,0.96,0.95,0.95,null,"1960-01-05",0,0,0,0,0]
[null,1964,0.96,0.95,0.95,0.94,0.94,0.93,null,"1960-01-06",0,0,0,0,0]
[null,1965,0.95,0.94,0.93,0.93,0.92,0.92,null,"1960-01-07",0,0,0,0,0]
[null,1966,0.94,0.93,0.92,0.91,0.91,0.9,null,"1960-01-08",0,0,0,0,0]
[null,1967,0.93,0.91,0.91,0.9,0.89,0.89,null,"1960-01-09",0,0,0,0,0]
[null,1968,0.92,0.9,0.89,0.89,0.88,0.87,null,"1960-01-10",0,0,0,0,0]
[null,1969,0.91,0.89,0.88,0.87,0.86,0.85,null,"1960-01-11",0,0,0,0,0]
[null,1970,0.9,0.88,0.87,0.86,0.85,0.84,null,"1960-01-12",0,0,0,0,0]
[null,1971,0.89,0.87,0.85,0.84,0.83,0.82,null,"1960-01-13",0,0,0,0,0]
[null,1972,0.88,0.85,0.84,0.83,0.82,0.8,null,"1960-01-14",0,0,0,0,0]
[null,1973,0.87,0.84,0.83,0.81,0.8,0.79,null,"1960-01-15",0,0,0,0,0]
[null,1974,0.86,0.83,0.81,0.8,0.79,0.77,null,"1960-01-16",0,0,0,0,0]
[null,1975,0.85,0.82,0.8,0.79,0.77,0.76,null,"1960-01-17",0,0,0,0,0]
[null,1976,0.84,0.8,0.79,0.77,0.76,0.74,null,"1960-01-18",0,0,0,0,0]
[null,1977,0.83,0.79,0.77,0.76,0.74,0.72,null,"1960-01-19",0,0,0,0,0]
[null,1978,0.82,0.78,0.76,0.74,0.72,0.71,null,"1960-01-20",0,0,0,0,0]
[null,1979,0.81,0.77,0.75,0.73,0.71,0.69,null,"1960-01-21",0,0,0,0,0]
[null,1980,0.8,0.76,0.73,0.71,0.69,0.67,null,"1960-01-22",0,0,0,0,0]
[null,1981,0.79,0.74,0.72,0.7,0.68,0.66,null,"1960-01-23",0,0,0,0,0]
[null,1982,0.78,0.73,0.71,0.69,0.66,0.64,null,"1960-01-24",0,0,0,0,0]
[null,1983,0.77,0.72,0.69,0.67,0.65,0.62,null,"1960-01-25",0,0,0,0,0]
[null,1984,0.76,0.71,0.68,0.66,0.63,0.61,null,"1960-01-26",0,0,0,0,0]
[null,1985,0.74,0.69,0.67,0.64,0.62,0.59,null,"1960-01-27",0,0,0,0,0]
[null,1986,0.73,0.68,0.66,0.63,0.6,0.57999999999999996,null,"1960-01-28",0,0,0,0,0]
[null,1987,0.72,0.67,0.64,0.61,0.59,0.56000000000000005,null,"1960-01-29",0,0,0,0,0]
[null,1988,0.71,0.66,0.63,0.6,0.56999999999999995,0.54,null,"1960-01-30",0,0,0,0,0]
[null,1989,0.7,0.64,0.62,0.59,0.56000000000000005,0.53,null,"1960-01-31",0,0,0,0,0]
[null,1990,0.69,0.63,0.6,0.56999999999999995,0.54,0.51,null,"1960-02-01",0,0,0,0,0]
[null,1991,0.68,0.62,0.59,0.56000000000000005,0.53,0.49,null,"1960-02-02",0,0,0,0,0]
[null,1992,0.67,0.61,0.57999999999999996,0.54,0.51,0.48,null,"1960-02-03",0,0,0,0,0]
[null,1993,0.66,0.6,0.56000000000000005,0.53,0.49,0.46,null,"1960-02-04",0,0,0,0,0]
[null,1994,0.65,0.57999999999999996,0.55000000000000004,0.51,0.48,0.44,null,"1960-02-05",0,0,0,0,0]
[null,1995,0.64,0.56999999999999995,0.54,0.5,0.46,0.43,null,"1960-02-06",0,0,0,0,0]
[null,1996,0.63,0.56000000000000005,0.52,0.49,0.45,0.41,null,"1960-02-07",0,0,0,0,0]
[null,1997,0.62,0.55000000000000004,0.51,0.47,0.43,0.4,null,"1960-02-08",0,0,0,0,0]
[null,1998,0.61,0.53,0.5,0.46,0.42,0.38,null,"1960-02-09",0,0,0,0,0]
[null,1999,0.6,0.52,0.48,0.44,0.4,0.36,null,"1960-02-10",0,0,0,0,0]
[null,2000,0.59,0.51,0.47,0.43,0.39,0.35,null,"1960-02-11",0,0,0,0,0]
[null,2001,0.57999999999999996,0.5,0.46,0.41,0.37,0.33,null,"1960-02-12",0,0,0,0,0]
[null,2002,0.56999999999999995,0.49,0.44,0.4,0.36,0.31,null,"1960-02-13",0,0,0,0,0]
[null,2003,0.56000000000000005,0.47,0.43,0.39,0.34,0.3,null,"1960-02-14",0,0,0,0,0]
[null,2004,0.55000000000000004,0.46,0.42,0.37,0.33,0.28000000000000003,null,"1960-02-15",0,0,0,0,0]
[null,2005,0.54,0.45,0.4,0.36,0.31,0.27,null,"1960-02-16",0,0,0,0,0]
[null,2006,0.53,0.44,0.39,0.34,0.3,0.25,null,"1960-02-17",0,0,0,0,0]
[null,2007,0.52,0.42,0.38,0.33,0.28000000000000003,0.23,null,"1960-02-18",0,0,0,0,0]
[null,2008,0.51,0.41,0.36,0.31,0.27,0.22,null,"1960-02-19",0,0,0,0,0]
[null,2009,0.5,0.4,0.35,0.3,0.25,0.2,null,"1960-02-20",0,0,0,0,0]
[null,2010,0.5,0.4,0.35,0.3,0.25,0.2,null,"1960-02-21",0,0,0,0,0]
["Sub-catchment","Year","I/P Ratios",null,null,null,null,null,null,"1960-02-22",0,0,0,0,0]
[null,null,1,2,4,6,8,10,null,"1960-02-23",0,0,0,0,0]
["SC2",1960,1,1,1,1,1,1,null,"1960-02-24",0,0,0,0,0]
[null,1961,0.99,0.99,0.99,0.99,0.98,0.98,null,"1960-02-25",0,0,0,0,0]
[null,1962,0.98,0.98,0.97,0.97,0.97,0.97,null,"1960-02-26",0,0,0,0,0]
[null,1963,0.97,0.96,0.96,0.96,0.95,0.95,null,"1960-02-27",0,0,0,0,0]
[null,1964,0.96,0.95,0.95,0.94,0.94,0.93,null,"1960-02-28",0,0,0,0,0]
[null,1965,0.95,0.94,0.93,0.93,0.92,0.92,null,"1960-02-29",0,0,0,0,0]
[null,1966,0.94,0.93,0.92,0.91,0.91,0.9,null,"1960-03-01",0,0,0,0,0]
[null,1967,0.93,0.91,0.91,0.9,0.89,0.89,null,"1960-03-02",0,0,0,0,0]
[null,1968,0.92,0.9,0.89,0.89,0.88,0.87,null,"1960-03-03",0,0,0,0,0]
[null,1969,0.91,0.89,0.88,0.87,0.86,0.85,null,"1960-03-04",0,0,0,0,0]
[null,1970,0.9,0.88,0.87,0.86,0.85,0.84,null,"1960-03-05",0,0,0,0,0]
[null,1971,0.89,0.87,0.85,0.84,0.83,0.82,null,"1960-03-06",0,0,0,0,0]
[null,1972,0.88,0.85,0.84,0.83,0.82,0.8,null,"1960-03-07",0,0,0,0,0]
[null,1973,0.87,0.84,0.83,0.81,0.8,0.79,null,"1960-03-08",0,0,0,0,0]
[null,1974,0.86,0.83,0.81,0.8,0.79,0.77,null,"1960-03-09",0,0,0,0,0]
[null,1975,0.85,0.82,0.8,0.79,0.77,0.76,null,"1960-03-10",0,0,0,0,0]
[null,1976,0.84,0.8,0.79,0.77,0.76,0.74,null,"1960-03-11",0,0,0,0,0]
[null,1977,0.83,0.79,0.77,0.76,0.74,0.72,null,"1960-03-12",0,0,0,0,0]
[null,1978,0.82,0.78,0.76,0.74,0.72,0.71,null,"1960-03-13",0,0,0,0,0]
[null,1979,0.81,0.77,0.75,0.73,0.71,0.69,null,"1960-03-14",0,0,0,0,0]
[null,1980,0.8,0.76,0.73,0.71,0.69,0.67,null,"1960-03-15",0,0,0,0,0]
[null,1981,0.79,0.74,0.72,0.7,0.68,0.66,null,"1960-03-16",0,0,0,0,0]
[null,1982,0.78,0.73,0.71,0.69,0.66,0.64,null,"1960-03-17",0,0,0,0,0]
[null,1983,0.77,0.72,0.69,0.67,0.65,0.62,null,"1960-03-18",0,0,0,0,0]
[null,1984,0.76,0.71,0.68,0.66,0.63,0.61,null,"1960-03-19",0,0,0,0,0]
[null,1985,0.74,0.69,0.67,0.64,0.62,0.59,null,"1960-03-20",0,0,0,0,0]
[null,1986,0.73,0.68,0.66,0.63,0.6,0.57999999999999996,null,"1960-03-21",0,0,0,0,0]
[null,1987,0.72,0.67,0.64,0.61,0.59,0.56000000000000005,null,"1960-03-22",0,0,0,0,0]
[null,1988,0.71,0.66,0.63,0.6,0.56999999999999995,0.54,null,"1960-03-23",0,0,0,0,0]
[null,1989,0.7,0.64,0.62,0.59,0.56000000000000005,0.53,null,"1960-03-24",0,0,0,0,0]
[null,1990,0.69,0.63,0.6,0.56999999999999995,0.54,0.51,null,"1960-03-25",0,0,0,0,0]
[null,1991,0.68,0.62,0.59,0.56000000000000005,0.53,0.49,null,"1960-03-26",0,0,0,0,0]
[null,1992,0.67,0.61,0.57999999999999996,0.54,0.51,0.48,null,"1960-03-27",0,0,0,0,0]
[null,1993,0.66,0.6,0.56000000000000005,0.53,0.49,0.46,null,"1960-03-28",0,0,0,0,0]
[null,1994,0.65,0.57999999999999996,0.55000000000000004,0.51,0.48,0.44,null,"1960-03-29",0,0,0,0,0]
[null,1995,0.64,0.56999999999999995,0.54,0.5,0.46,0.43,null,"1960-03-30",0,0,0,0,0]
[null,1996,0.63,0.56000000000000005,0.52,0.49,0.45,0.41,null,"1960-03-31",0,0,0,0,0]
[null,1997,0.62,0.55000000000000004,0.51,0.47,0.43,0.4,null,"1960-04-01",0,0,0,0,0]
[null,1998,0.61,0.53,0.5,0.46,0.42,0.38,null,"1960-04-02",0,0,0,0,0]
[null,1999,0.6,0.52,0.48,0.44,0.4,0.36,null,"1960-04-03",0,0,0,0,0]
[null,2000,0.59,0.51,0.47,0.43,0.39,0.35,null,"1960-04-04",0,0,0,0,0]
[null,2001,0.57999999999999996,0.5,0.46,0.41,0.37,0.33,null,"1960-04-05",0,0,0,0,0]
[null,2002,0.56999999999999995,0.49,0.44,0.4,0.36,0.31,null,"1960-04-06",0,0,0,0,0]
[null,2003,0.56000000000000005,0.47,0.43,0.39,0.34,0.3,null,"1960-04-07",0,0,0,0,0]
[null,2004,0.55000000000000004,0.46,0.42,0.37,0.33,0.28000000000000003,null,"1960-04-08",0,0,0,0,0]
[null,2005,0.54,0.45,0.4,0.36,0.31,0.27,null,"1960-04-09",0,0,0,0,0]
[null,2006,0.53,0.44,0.39,0.34,0.3,0.25,null,"1960-04-10",0,0,0,0,0]
[null,2007,0.52,0.42,0.38,0.33,0.28000000000000003,0.23,null,"1960-04-11",0,0,0,0,0]
[null,2008,0.51,0.41,0.36,0.31,0.27,0.22,null,"1960-04-12",0,0,0,0,0]
[null,2009,0.5,0.4,0.35,0.3,0.25,0.2,null,"1960-04-13",0,0,0,0,0]
[null,2010,0.5,0.4,0.35,0.3,0.25,0.2,null,"1960-04-14",0,0,0,0,0]
["Sub-catchment","Year","I/P Ratios",null,null,null,null,null,null,"1960-04-15",0,0,0,0,0]
[null,null,1,2,4,6,8,10,null,"1960-04-16",0,0,0,0,0]
["SC3",1960,1,1,1,1,1,1,null,"1960-04-17",0,0,0,0,0]
[null,1961,0.99,0.99,0.99,0.99,0.98,0.98,null,"1960-04-18",0,0,0,0,0]
[null,1962,0.98,0.98,0.97,0.97,0.97,0.97,null,"1960-04-19",0,0,0,0,0]
[null,1963,0.97,0.96,0.96,0.96,0.95,0.95,null,"1960-04-20",0,0,0,0,0]
[null,1964,0.96,0.95,0.95,0.94,0.94,0.93,null,"1960-04-21",0,0,0,0,0]
[null,1965,0.95,0.94,0.93,0.93,0.92,0.92,null,"1960-04-22",0,0,0,0,0]
[null,1966,0.94,0.93,0.92,0.91,0.91,0.9,null,"1960-04-23",0,0,0,0,0]
[null,1967,0.93,0.91,0.91,0.9,0.89,0.89,null,"1960-04-24",0,0,0,0,0]
[null,1968,0.92,0.9,0.89,0.89,0.88,0.87,null,"1960-04-25",0,0,0,0,0]
[null,1969,0.91,0.89,0.88,0.87,0.86,0.85,null,"1960-04-26",0,0,0,0,0]
[null,1970,0.9,0.88,0.87,0.86,0.85,0.84,null,"1960-04-27",0,0,0,0,0]
[null,1971,0.89,0.87,0.85,0.84,0.83,0.82,null,"1960-04-28",0,0,0,0,0]
[null,1972,0.88,0.85,0.84,0.83,0.82,0.8,null,"1960-04-29",0,0,0,0,0]
[null,1973,0.87,0.84,0.83,0.81,0.8,0.79,null,"1960-04-30",0,0,0,0,0]
[null,1974,0.86,0.83,0.81,0.8,0.79,0.77,null,"1960-05-01",0,0,0,0,0]
[null,1975,0.85,0.82,0.8,0.79,0.77,0.76,null,"1960-05-02",0,0,0,0,0]
[null,1976,0.84,0.8,0.79,0.77,0.76,0.74,null,"1960-05-03",0,0,0,0,0]
[null,1977,0.83,0.79,0.77,0.76,0.74,0.72,null,"1960-05-04",0,0,0,0,0]
[null,1978,0.82,0.78,0.76,0.74,0.72,0.71,null,"1960-05-05",0,0,0,0,0]
[null,1979,0.81,0.77,0.75,0.73,0.71,0.69,null,"1960-05-06",0,0,0,0,0]
[null,1980,0.8,0.76,0.73,0.71,0.69,0.67,null,"1960-05-07",0,0,0,0,0]
[null,1981,0.79,0.74,0.72,0.7,0.68,0.66,null,"1960-05-08",0,0,0,0,0]
[null,1982,0.78,0.73,0.71,0.69,0.66,0.64,null,"1960-05-09",0,0,0,0,0]
[null,1983,0.77,0.72,0.69,0.67,0.65,0.62,null,"1960-05-10",0,0,0,0,0]
[null,1984,0.76,0.71,0.68,0.66,0.63,0.61,null,"1960-05-11",0,0,0,0,0]
[null,1985,0.74,0.69,0.67,0.64,0.62,0.59,null,"1960-05-12",0,0,0,0,0]
[null,1986,0.73,0.68,0.66,0.63,0.6,0.57999999999999996,null,"1960-05-13",0,0,0,0,0]
[null,1987,0.72,0.67,0.64,0.61,0.59,0.56000000000000005,null,"1960-05-14",0,0,0,0,0]
[null,1988,0.71,0.66,0.63,0.6,0.56999999999999995,0.54,null,"1960-05-15",0,0,0,0,0]
[null,1989,0.7,0.64,0.62,0.59,0.56000000000000005,0.53,null,"1960-05-16",0,0,0,0,0]
[null,1990,0.69,0.63,0.6,0.56999999999999995,0.54,0.51,null,"1960-05-17",0,0,0,0,0]
[null,1991,0.68,0.62,0.59,0.56000000000000005,0.53,0.49,null,"1960-05-18",0,0,0,0,0]
[null,1992,0.67,0.61,0.57999999999999996,0.54,0.51,0.48,null,"1960-05-19",0,0,0,0,0]
[null,1993,0.66,0.6,0.56000000000000005,0.53,0.49,0.46,null,"1960-05-20",0,0,0,0,0]
[null,1994,0.65,0.57999999999999996,0.55000000000000004,0.51,0.48,0.44,null,"1960-05-21",0,0,0,0,0]
[null,1995,0.64,0.56999999999999995,0.54,0.5,0.46,0.43,null,"1960-05-22",0,0,0,0,0]
[null,1996,0.63,0.56000000000000005,0.52,0.49,0.45,0.41,null,"1960-05-23",0,0,0,0,0]
[null,1997,0.62,0.55000000000000004,0.51,0.47,0.43,0.4,null,"1960-05-24",0,0,0,0,0]
[null,1998,0.61,0.53,0.5,0.46,0.42,0.38,null,"1960-05-25",0,0,0,0,0]
[null,1999,0.6,0.52,0.48,0.44,0.4,0.36,null,"1960-05-26",0,0,0,0,0]
[null,2000,0.59,0.51,0.47,0.43,0.39,0.35,null,"1960-05-27",0,0,0,0,0]
[null,2001,0.57999999999999996,0.5,0.46,0.41,0.37,0.33,null,"1960-05-28",0,0,0,0,0]
[null,2002,0.56999999999999995,0.49,0.44,0.4,0.36,0.31,null,"1960-05-29",0,0,0,0,0]
[null,2003,0.56000000000000005,0.47,0.43,0.39,0.34,0.3,null,"1960-05-30",0,0,0,0,0]
[null,2004,0.55000000000000004,0.46,0.42,0.37,0.33,0.28000000000000003,null,"1960-05-31",0,0,0,0,0]
[null,2005,0.54,0.45,0.4,0.36,0.31,0.27,null,"1960-06-01",0,0,0,0,0]
[null,2006,0.53,0.44,0.39,0.34,0.3,0.25,null,"1960-06-02",0,0,0,0,0]
[null,2007,0.52,0.42,0.38,0.33,0.28000000000000003,0.23,null,"1960-06-03",0,0,0,0,0]
[null,2008,0.51,0.41,0.36,0.31,0.27,0.22,null,"1960-06-04",0,0,0,0,0]
[null,2009,0.5,0.4,0.35,0.3,0.25,0.2,null,"1960-06-05",0,0,0,0,0]
[null,2010,0.5,0.4,0.35,0.3,0.25,0.2,null,"1960-06-06",0,0,0,0,0]
["Sub-catchment","Year","I/P Ratios",null,null,null,null,null,null,"1960-06-07",0,0,0,0,0]
[null,null,1,2,4,6,8,10,null,"1960-06-08",0,0,0,0,0]
["SC4",1960,1,1,1,1,1,1,null,"1960-06-09",0,0,0,0,0]
[null,1961,0.99,0.99,0.99,0.99,0.98,0.98,null,"1960-06-10",0,0,0,0,0]
[null,1962,0.98,0.98,0.97,0.97,0.97,0.97,null,"1960-06-11",0,0,0,0,0]
[null,1963,0.97,0.96,0.96,0.96,0.95,0.95,null,"1960-06-12",0,0,0,0,0]
[null,1964,0.96,0.95,0.95,0.94,0.94,0.93,null,"1960-06-13",0,0,0,0,0]
[null,1965,0.95,0.94,0.93,0.93,0.92,0.92,null,"1960-06-14",0,0,0,0,0]
[null,1966,0.94,0.93,0.92,0.91,0.91,0.9,null,"1960-06-15",0,0,0,0,0]
[null,1967,0.93,0.91,0.91,0.9,0.89,0.89,null,"1960-06-16",0,0,0,0,0]
[null,1968,0.92,0.9,0.89,0.89,0.88,0.87,null,"1960-06-17",0,0,0,0,0]
[null,1969,0.91,0.89,0.88,0.87,0.86,0.85,null,"1960-06-18",0,0,0,0,0]
[null,1970,0.9,0.88,0.87,0.86,0.85,0.84,null,"1960-06-19",0,0,0,0,0]
[null,1971,0.89,0.87,0.85,0.84,0.83,0.82,null,"1960-06-20",0,0,0,0,0]
[null,1972,0.88,0.85,0.84,0.83,0.82,0.8,null,"1960-06-21",0,0,0,0,0]
[null,1973,0.87,0.84,0.83,0.81,0.8,0.79,null,"1960-06-22",0,0,0,0,0]
[null,1974,0.86,0.83,0.81,0.8,0.79,0.77,null,"1960-06-23",0,0,0,0,0]
[null,1975,0.85,0.82,0.8,0.79,0.77,0.76,null,"1960-06-24",0,0,0,0,0]
[null,1976,0.84,0.8,0.79,0.77,0.76,0.74,null,"1960-06-25",0,0,0,0,0]
[null,1977,0.83,0.79,0.77,0.76,0.74,0.72,null,"1960-06-26",0,0,0,0,0]
[null,1978,0.82,0.78,0.76,0.74,0.72,0.71,null,"1960-06-27",0,0,0,0,0]
[null,1979,0.81,0.77,0.75,0.73,0.71,0.69,null,"1960-06-28",0,0,0,0,0]
[null,1980,0.8,0.76,0.73,0.71,0.69,0.67,null,"1960-06-29",0,0,0,0,0]
[null,1981,0.79,0.74,0.72,0.7,0.68,0.66,null,"1960-06-30",0,0,0,0,0]
[null,1982,0.78,0.73,0.71,0.69,0.66,0.64,null,"1960-07-01",0,0,0,0,0]
[null,1983,0.77,0.72,0.69,0.67,0.65,0.62,null,"1960-07-02",0,0,0,0,0]
[null,1984,0.76,0.71,0.68,0.66,0.63,0.61,null,"1960-07-03",0,0,0,0,0]
[null,1985,0.74,0.69,0.67,0.64,0.62,0.59,null,"1960-07-04",0,0,0,0,0]
[null,1986,0.73,0.68,0.66,0.63,0.6,0.57999999999999996,null,"1960-07-05",0,0,0,0,0]
[null,1987,0.72,0.67,0.64,0.61,0.59,0.56000000000000005,null,"1960-07-06",0,0,0,0,0]
[null,1988,0.71,0.66,0.63,0.6,0.56999999999999995,0.54,null,"1960-07-07",0,0,0,0,0]
[null,1989,0.7,0.64,0.62,0.59,0.56000000000000005,0.53,null,"1960-07-08",0,0,0,0,0]
[null,1990,0.69,0.63,0.6,0.56999999999999995,0.54,0.51,null,"1960-07-09",0,0,0,0,0]
[null,1991,0.68,0.62,0.59,0.56000000000000005,0.53,0.49,null,"1960-07-10",0,0,0,0,0]
[null,1992,0.67,0.61,0.57999999999999996,0.54,0.51,0.48,null,"1960-07-11",0,0,0,0,0]
[null,1993,0.66,0.6,0.56000000000000005,0.53,0.49,0.46,null,"1960-07-12",0,0,0,0,0]
[null,1994,0.65,0.57999999999999996,0.55000000000000004,0.51,0.48,0.44,null,"1960-07-13",0,0,0,0,0]
[null,1995,0.64,0.56999999999999995,0.54,0.5,0.46,0.43,null,"1960-07-14",0,0,0,0,0]
[null,1996,0.63,0.56000000000000005,0.52,0.49,0.45,0.41,null,"1960-07-15",0,0,0,0,0]
[null,1997,0.62,0.55000000000000004,0.51,0.47,0.43,0.4,null,"1960-07-16",0,0,0,0,0]
[null,1998,0.61,0.53,0.5,0.46,0.42,0.38,null,"1960-07-17",0,0,0,0,0]
[null,1999,0.6,0.52,0.48,0.44,0.4,0.36,null,"1960-07-18",0,0,0,0,0]
[null,2000,0.59,0.51,0.47,0.43,0.39,0.35,null,"1960-07-19",0,0,0,0,0]
[null,2001,0.57999999999999996,0.5,0.46,0.41,0.37,0.33,null,"1960-07-20",0,0,0,0,0]
[null,2002,0.56999999999999995,0.49,0.44,0.4,0.36,0.31,null,"1960-07-21",0,0,0,0,0]
[null,2003,0.56000000000000005,0.47,0.43,0.39,0.34,0.3,null,"1960-07-22",0,0,0,0,0]
[null,2004,0.55000000000000004,0.46,0.42,0.37,0.33,0.28000000000000003,null,"1960-07-23",0,0,0,0,0]
[null,2005,0.54,0.45,0.4,0.36,0.31,0.27,null,"1960-07-24",0,0,0,0,0]
[null,2006,0.53,0.44,0.39,0.34,0.3,0.25,null,"1960-07-25",0,0,0,0,0]
[null,2007,0.52,0.42,0.38,0.33,0.28000000000000003,0.23,null,"1960-07-26",0,0,0,0,0]
[null,2008,0.51,0.41,0.36,0.31,0.27,0.22,null,"1960-07-27",0,0,0,0,0]
[null,2009,0.5,0.4,0.35,0.3,0.25,0.2,null,"1960-07-28",0,0,0,0,0]
[null,2010,0.5,0.4,0.35,0.3,0.25,0.2,null,"1960-07-29",0,0,0,0,0]
["Sub-catchment","Year","I/P Ratios",null,null,null,null,null,null,"1960-07-30",0,0,0,0,0]
[null,null,1,2,4,6,8,10,null,"1960-07-31",0,0,0,0,0]
["SC5",1960,1,1,1,1,1,1,null,"1960-08-01",0,0,0,0,0]
[null,1961,0.99,0.99,0.99,0.99,0.98,0.98,null,"1960-08-02",0,0,0,0,0]
[null,1962,0.98,0.98,0.97,0.97,0.97,0.97,null,"1960-08-03",0,0,0,0,0]
[null,1963,0.97,0.96,0.96,0.96,0.95,0.95,null,"1960-08-04",0,0,0,0,0]
[null,1964,0.96,0.95,0.95,0.94,0.94,0.93,null,"1960-08-05",0,0,0,0,0]
[null,1965,0.95,0.94,0.93,0.93,0.92,0.92,null,"1960-08-06",0,0,0,0,0]
[null,1966,0.94,0.93,0.92,0.91,0.91,0.9,null,"1960-08-07",0,0,0,0,0]
[null,1967,0.93,0.91,0.91,0.9,0.89,0.89,null,"1960-08-08",0,0,0,0,0]
[null,1968,0.92,0.9,0.89,0.89,0.88,0.87,null,"1960-08-09",0,0,0,0,0]
[null,1969,0.91,0.89,0.88,0.87,0.86,0.85,null,"1960-08-10",0,0,0,0,0]
[null,1970,0.9,0.88,0.87,0.86,0.85,0.84,null,"1960-08-11",0,0,0,0,0]
[null,1971,0.89,0.87,0.85,0.84,0.83,0.82,null,"1960-08-12",0,0,0,0,0]
[null,1972,0.88,0.85,0.84,0.83,0.82,0.8,null,"1960-08-13",0,0,0,0,0]
[null,1973,0.87,0.84,0.83,0.81,0.8,0.79,null,"1960-08-14",0,0,0,0,0]
[null,1974,0.86,0.83,0.81,0.8,0.79,0.77,null,"1960-08-15",0,0,0,0,0]
[null,1975,0.85,0.82,0.8,0.79,0.77,0.76,null,"1960-08-16",0,0,0,0,0]
[null,1976,0.84,0.8,0.79,0.77,0.76,0.74,null,"1960-08-17",0,0,0,0,0]
[null,1977,0.83,0.79,0.77,0.76,0.74,0.72,null,"1960-08-18",0,0,0,0,0]
[null,1978,0.82,0.78,0.76,0.74,0.72,0.71,null,"1960-08-19",0,0,0,0,0]
[null,1979,0.81,0.77,0.75,0.73,0.71,0.69,null,"1960-08-20",0,0,0,0,0]
[null,1980,0.8,0.76,0.73,0.71,0.69,0.67,null,"1960-08-21",0,0,0,0,0]
[null,1981,0.79,0.74,0.72,0.7,0.68,0.66,null,"1960-08-22",0,0,0,0,0]
[null,1982,0.78,0.73,0.71,0.69,0.66,0.64,null,"1960-08-23",0,0,0,0,0]
[null,1983,0.77,0.72,0.69,0.67,0.65,0.62,null,"1960-08-24",0,0,0,0,0]
[null,1984,0.76,0.71,0.68,0.66,0.63,0.61,null,"1960-08-25",0,0,0,0,0]
[null,1985,0.74,0.69,0.67,0.64,0.62,0.59,null,"1960-08-26",0,0,0,0,0]
[null,1986,0.73,0.68,0.66,0.63,0.6,0.57999999999999996,null,"1960-08-27",0,0,0,0,0]
[null,1987,0.72,0.67,0.64,0.61,0.59,0.56000000000000005,null,"1960-08-28",0,0,0,0,0]
[null,1988,0.71,0.66,0.63,0.6,0.56999999999999995,0.54,null,"1960-08-29",0,0,0,0,0]
[null,1989,0.7,0.64,0.62,0.59,0.56000000000000005,0.53,null,"1960-08-30",0,0,0,0,0]
[null,1990,0.69,0.63,0.6,0.56999999999999995,0.54,0.51,null,"1960-08-31",0,0,0,0,0]
[null,1991,0.68,0.62,0.59,0.56000000000000005,0.53,0.49,null,"1960-09-01",0,0,0,0,0]
[null,1992,0.67,0.61,0.57999999999999996,0.54,0.51,0.48,null,"1960-09-02",0,0,0,0,0]
[null,1993,0.66,0.6,0.56000000000000005,0.53,0.49,0.46,null,"1960-09-03",0,0,0,0,0]
[null,1994,0.65,0.57999999999999996,0.55000000000000004,0.51,0.48,0.44,null,"1960-09-04",0,0,0,0,0]
[null,1995,0.64,0.56999999999999995,0.54,0.5,0.46,0.43,null,"1960-09-05",0,0,0,0,0]
[null,1996,0.63,0.56000000000000005,0.52,0.49,0.45,0.41,null,"1960-09-06",0,0,0,0,0]
[null,1997,0.62,0.55000000000000004,0.51,0.47,0.43,0.4,null,"1960-09-07",0,0,0,0,0]
[null,1998,0.61,0.53,0.5,0.46,0.42,0.38,null,"1960-09-08",0,0,0,0,0]
[null,1999,0.6,0.52,0.48,0.44,0.4,0.36,null,"1960-09-09",0,0,0,0,0]
[null,2000,0.59,0.51,0.47,0.43,0.39,0.35,null,"1960-09-10",0,0,0,0,0]
[null,2001,0.57999999999999996,0.5,0.46,0.41,0.37,0.33,null,"1960-09-11",0,0,0,0,0]
[null,2002,0.56999999999999995,0.49,0.44,0.4,0.36,0.31,null,"1960-09-12",0,0,0,0,0]
[null,2003,0.56000000000000005,0.47,0.43,0.39,0.34,0.3,null,"1960-09-13",0,0,0,0,0]
[null,2004,0.55000000000000004,0.46,0.42,0.37,0.33,0.28000000000000003,null,"1960-09-14",0,0,0,0,0]
[null,2005,0.54,0.45,0.4,0.36,0.31,0.27,null,"1960-09-15",0,0,0,0,0]
[null,2006,0.53,0.44,0.39,0.34,0.3,0.25,null,"1960-09-16",0,0,0,0,0]
[null,2007,0.52,0.42,0.38,0.33,0.28000000000000003,0.23,null,"1960-09-17",0,0,0,0,0]
[null,2008,0.51,0.41,0.36,0.31,0.27,0.22,null,"1960-09-18",0,0,0,0,0]
[null,2009,0.5,0.4,0.35,0.3,0.25,0.2,null,"1960-09-19",0,0,0,0,0]
[null,2010,0.5,0.4,0.35,0.3,0.25,0.2,null,"1960-09-20",0,0,0,0,0]
[null,null,null,null,null,null,null,null,null,"1960-09-21",0,0,0,0,0]
[null,null,null,null,null,null,null,null,null,"1960-09-22",0,0,0,0,0]
[null,null,null,null,null,null,null,null,null,"1960-09-23",0,0,0,0,0]
[null,null,null,null,null,null,null,null,null,"1960-09-24",0,0,0,0,0]
[null,null,null,null,null,null,null,null,null,"1960-09-25",0,0,0,0,0]
[null,null,null,null,null,null,null,null,null,"1960-09-26",0,0,0,0,0]
[null,null,null,null,null,null,null,null,null,"1960-09-27",0,0,0,0,0]
[null,null,null,null,null,null,null,null,null,"1960-09-28",0,0,0,0,0]
[null,null,null,null,null,null,null,null,null,"1960-09-29",0,0,0,0,0]
[null,null,null,null,null,null,null,null,null,"1960-09-30",0,0,0,0,0]
[null,null,null,null,null,null,null,null,null,"1960-10-01",0,0,0,0,0]
[null,null,null,null,null,null,null,null,null,"1960-10-02",0,0,0,0,0]
[null,null,null,null,null,null,null,null,null,"1960-10-03",0,0,0,0,0]
[null,null,null,null,null,null,null,null,null,"1960-10-04",0,0,0,0,0]
[null,null,null,null,null,null,null,null,null,"1960-10-05",0,0,0,0,0]
[null,null,null,null,null,null,null,null,null,"1960-10-06",0,0,0,0,0]
[null,null,null,null,null,null,null,null,null,"1960-10-07",0,0,0,0,0]
[null,null,null,null,null,null,null,null,null,"1960-10-08",0,0,0,0,0]
[null,null,null,null,null,null,null,null,null,"1960-10-09",0,0,0,0,0]
[null,null,null,null,null,null,null,null,null,"1960-10-10",0,0,0,0,0]
[null,null,null,null,null,null,null,null,null,"1960-10-11",0,0,0,0,0]
[null,null,null,null,null,null,null,null,null,"1960-10-12",0,0,0,0,0]
[null,null,null,null,null,null,null,null,null,"1960-10-13",0,0,0,0,0]
[null,null,null,null,null,null,null,null,null,"1960-10-14",0,0,0,0,0]
[null,null,null,null,null,null,null,null,null,"1960-10-15",0,0,0,0,0]
[null,null,null,null,null,null,null,null,null,"1960-10-16",0,0,0,0,0]
[null,null,null,null,null,null,null,null,null,"1960-10-17",0,0,0,0,0]
[null,null,null,null,null,null,null,null,null,"1960-10-18",0,0,0,0,0]
[null,null,null,null,null,null,null,null,null,"1960-10-19",0,0,0,0,0]
[null,null,null,null,null,null,null,null,null,"1960-10-20",0,0,0,0,0]
[null,null,null,null,null,null,null,null,null,"1960-10-21",0,0,0,0,0]
[null,null,null,null,null,null,null,null,null,"1960-10-22",0,0,0,0,0]
[null,null,null,null,null,null,null,null,null,"1960-10-23",0,0,0,0,0]
[null,null,null,null,null,null,null,null,null,"1960-10-24",0,0,0,0,0]
[null,null,null,null,null,null,null,null,null,"1960-10-25",0,0,0,0,0]
[null,null,null,null,null,null,null,null,null,"1960-10-26",0,0,0,0,0]
[null,null,null,null,null,null,null,null,null,"1960-10-27",0,0,0,0,0]
[null,null,null,null,null,null,null,null,null,"1960-10-28",0,0,0,0,0]
[null,null,null,null,null,null,null,null,null,"1960-10-29",0,0,0,0,0]
[null,null,null,null,null,null,null,null,null,"1960-10-30",0,0,0,0,0]
[null,null,null,null,null,null,null,null,null,"1960-10-31",0,0,0,0,0]
[null,null,null,null,null,null,null,null,null,"1960-11-01",0,0,0,0,0]
[null,null,null,null,null,null,null,null,null,"1960-11-02",0,0,0,0,0]
[null,null,null,null,null,null,null,null,null,"1960-11-03",0,0,0,0,0]
[null,null,null,null,null,null,null,null,null,"1960-11-04",0,0,0,0,0]
[null,null,null,null,null,null,null,null,null,"1960-11-05",0,0,0,0,0]
[null,null,null,null,null,null,null,null,null,"1960-11-06",0,0,0,0,0]
[null,null,null,null,null,null,null,null,null,"1960-11-07",0,0,0,0,0]
[null,null,null,null,null,null,null,null,null,"1960-11-08",0,0,0,0,0]
[null,null,null,null,null,null,null,null,null,"1960-11-09",0,0,0,0,0]
[null,null,null,null,null,null,null,null,null,"1960-11-10",0,0,0,0,0]
[null,null,null,null,null,null,null,null,null,"1960-11-11",0,0,0,0,0]
[null,null,null,null,null,null,null,null,null,"1960-11-12",0,0,0,0,0]
[null,null,null,null,null,null,null,null,null,"1960-11-13",0,0,0,0,0]
[null,null,null,null,null,null,null,null,null,"1960-11-14",0,0,0,0,0]
[null,null,null,null,null,null,null,null,null,"1960-11-15",0,0,0,0,0]
[null,null,null,null,null,null,null,null,null,"1960-11-16",0,0,0,0,0]
[null,null,null,null,null,null,null,null,null,"1960-11-17",0,0,0,0,0]
[null,null,null,null,null,null,null,null,null,"1960-11-18",0,0,0,0,0]
[null,null,null,null,null,null,null,null,null,"1960-11-19",0,0,0,0,0]
[null,null,null,null,null,null,null,null,null,"1960-11-20",0,0,0,0,0]
[null,null,null,null,null,null,null,null,null,"1960-11-21",0,0,0,0,0]
[null,null,null,null,null,null,null,null,null,"1960-11-22",0,0,0,0,0]
[null,null,null,null,null,null,null,null,null,"1960-11-23",0,0,0,0,0]
[null,null,null,null,null,null,null,null,null,"1960-11-24",0,0,0,0,0]
[null,null,null,null,null,null,null,null,null,"1960-11-25",0,0,0,0,0]
[null,null,null,null,null,null,null,null,null,"1960-11-26",0,0,0,0,0]
[null,null,null,null,null,null,null,null,null,"1960-11-27",0,0,0,0,0]
[null,null,null,null,null,null,null,null,null,"1960-11-28",0,0,0,0,0]
[null,null,null,null,null,null,null,null,null,"1960-11-29",0,0,0,0,0]
[null,null,null,null,null,null,null,null,null,"1960-11-30",0,0,0,0,0]
[null,null,null,null,null,null,null,null,null,"1960-12-01",0,0,0,0,0]
[null,null,null,null,null,null,null,null,null,"1960-12-02",0,0,0,0,0]
[null,null,null,null,null,null,null,null,null,"1960-12-03",0,0,0,0,0]
[null,null,null,null,null,null,null,null,null,"1960-12-04",0,0,0,0,0]
[null,null,null,null,null,null,null,null,null,"1960-12-05",0,0,0,0,0]
[null,null,null,null,null,null,null,null,null,"1960-12-06",0,0,0,0,0]
[null,null,null,null,null,null,null,null,null,"1960-12-07",0,0,0,0,0]
[null,null,null,null,null,null,null,null,null,"1960-12-08",0,0,0,0,0]
[null,null,null,null,null,null,null,null,null,"1960-12-09",0,0,0,0,0]
[null,null,null,null,null,null,null,null,null,"1960-12-10",0,0,0,0,0]
[null,null,null,null,null,null,null,null,null,"1960-12-11",0,0,0,0,0]
[null,null,null,null,null,null,null,null,null,"1960-12-12",0,0,0,0,0]
[null,null,null,null,null,null,null,null,null,"1960-12-13",0,0,0,0,0]
[null,null,null,null,null,null,null,null,null,"1960-12-14",0,0,0,0,0]
[null,null,null,null,null,null,null,null,null,"1960-12-15",0,0,0,0,0]
[null,null,null,null,null,null,null,null,null,"1960-12-16",0,0,0,0,0]
[null,null,null,null,null,null,null,null,null,"1960-12-17",0,0,0,0,0]
[null,null,null,null,null,null,null,null,null,"1960-12-18",0,0,0,0,0]
[null,null,null,null,null,null,null,null,null,"1960-12-19",0,0,0,0,0]
[null,null,null,null,null,null,null,null,null,"1960-12-20",0,0,0,0,0]
[null,null,null,null,null,null,null,null,null,"1960-12-21",0,0,0,0,0]
[null,null,null,null,null,null,null,null,null,"1960-12-22",0,0,0,0,0]
[null,null,null,null,null,null,null,null,null,"1960-12-23",0,0,0,0,0]
[null,null,null,null,null,null,null,null,null,"1960-12-24",0,0,0,0,0]
[null,null,null,null,null,null,null,null,null,"1960-12-25",0,0,0,0,0]
[null,null,null,null,null,null,null,null,null,"1960-12-26",0,0,0,0,0]
[null,null,null,null,null,null,null,null,null,"1960-12-27",0,0,0,0,0]
[null,null,null,null,null,null,null,null,null,"1960-12-28",0,0,0,0,0]
[null,null,null,null,null,null,null,null,null,"1960-12-29",0,0,0,0,0]
[null,null,null,null,null,null,null,null,null,"1960-12-30",0,0,0,0,0]
[null,null,null,null,null,null,null,null,null,"1960-12-31",0,0,0,0,0]
[null,null,null,null,null,null,null,null,null,"1961-01-01",0,0,0,0,0]
[null,null,null,null,null,null,null,null,null,"1961-01-02",0,0,0,0,0]
[null,null,null,null,null,null,null,null,null,"1961-01-03",0,0,0,0,0]
[null,null,null,null,null,null,null,null,null,"1961-01-04",0,0,0,0,0]
[null,null,null,null,null,null,null,null,null,"1961-01-05",0,0,0,0,0]
[null,null,null,null,null,null,null,null,null,"1961-01-06",0,0,0,0,0]
[null,null,null,null,null,null,null,null,null,"1961-01-07",0,0,0,0,0]
[null,null,null,null,null,null,null,null,null,"1961-01-08",0,0,0,0,0]
[null,null,null,null,null,null,null,null,null,"1961-01-09",0,0,0,0,0]
[null,null,null,null,null,null,null,null,null,"1961-01-10",0,0,0,0,0]
[null,null,null,null,null,null,null,null,null,"1961-01-11",0,0,0,0,0]
[null,null,null,null,null,null,null,null,null,"1961-01-12",0,0,0,0,0]
[null,null,null,null,null,null,null,null,null,"1961-01-13",0,0,0,0,0]
[null,null,null,null,null,null,null,null,null,"1961-01-14",0,0,0,0,0]
[null,null,null,null,null,null,null,null,null,"1961-01-15",0,0,0,0,0]
[null,null,null,null,null,null,null,null,null,"1961-01-16",0,0,0,0,0]
[null,null,null,null,null,null,null,null,null,"1961-01-17",0,0,0,0,0]
[null,null,null,null,null,null,null,null,null,"1961-01-18",0,0,0,0,0]
[null,null,null,null,null,null,null,null,null,"1961-01-19",0,0,0,0,0]
[null,null,null,null,null,null,null,null,null,"1961-01-20",0,0,0,0,0]
[null,null,null,null,null,null,null,null,null,"1961-01-21",0,0,0,0,0]
[null,null,null,null,null,null,null,null,null,"1961-01-22",0,0,0,0,0]
[null,null,null,null,null,null,null,null,null,"1961-01-23",0,0,0,0,0]
[null,null,null,null,null,null,null,null,null,"1961-01-24",0,0,0,0,0]
[null,null,null,null,null,null,null,null,null,"1961-01-25",0,0,0,0,0]
[null,null,null,null,null,null,null,null,null,"1961-01-26",0,0,0,0,0]
[null,null,null,null,null,null,null,null,null,"1961-01-27",0,0,0,0,0]
[null,null,null,null,null,null,null,null,null,"1961-01-28",0,0,0,0,0]
[null,null,null,null,null,null,null,null,null,"1961-01-29",0,0,0,0,0]
[null,null,null,null,null,null,null,null,null,"1961-01-30",0,0,0,0,0]
[null,null,null,null,null,null,null,null,null,"1961-01-31",0,0,0,0,0]
[null,null,null,null,null,null,null,null,null,"1961-02-01",0,0,0,0,0]
[null,null,null,null,null,null,null,null,null,"1961-02-02",0,0,0,0,0]
[null,null,null,null,null,null,null,null,null,"1961-02-03",0,0,0,0,0]
[null,null,null,null,null,null,null,null,null,"1961-02-04",0,0,0,0,0]
[null,null,null,null,null,null,null,null,null,"1961-02-05",0,0,0,0,0]
[null,null,null,null,null,null,null,null,null,"1961-02-06",0,0,0,0,0]
[null,null,null,null,null,null,null,null,null,"1961-02-07",0,0,0,0,0]
[null,null,null,null,null,null,null,null,null,"1961-02-08",0,0,0,0,0]
[null,null,null,null,null,null,null,null,null,"1961-02-09",0,0,0,0,0]
[null,null,null,null,null,null,null,null,null,"1961-02-10",0,0,0,0,0]
[null,null,null,null,null,null,null,null,null,"1961-02-11",0,0,0,0,0]
[null,null,null,null,null,null,null,null,null,"1961-02-12",0,0,0,0,0]
[null,null,null,null,null,null,null,null,null,"1961-02-13",0,0,0,0,0]
[null,null,null,null,null,null,null,null,null,"1961-02-14",0,0,0,0,0]
[null,null,null,null,null,null,null,null,null,"1961-02-15",0,0,0,0,0]
[null,null,null,null,null,null,null,null,null,"1961-02-16",0,0,0,0,0]
[null,null,null,null,null,null,null,null,null,"1961-02-17",0,0,0,0,0]
[null,null,null,null,null,null,null,null,null,"1961-02-18",0,0,0,0,0]
[null,null,null,null,null,null,null,null,null,"1961-02-19",0,0,0,0,0]
[null,null,null,null,null,null,null,null,null,"1961-02-20",0,0,0,0,0]
[null,null,null,null,null,null,null,null,null,"1961-02-21",0,0,0,0,0]
[null,null,null,null,null,null,null,null,null,"1961-02-22",0,0,0,0,0]
[null,null,null,null,null,null,null,null,null,"1961-02-23",0,0,0,0,0]
[null,null,null,null,null,null,null,null,null,"1961-02-24",0,0,0,0,0]
[null,null,null,null,null,null,null,null,null,"1961-02-25",0,0,0,0,0]
[null,null,null,null,null,null,null,null,null,"1961-02-26",0,0,0,0,0]
[null,null,null,null,null,null,null,null,null,"1961-02-27",0,0,0,0,0]
[null,null,null,null,null,null,null,null,null,"1961-02-28",0,0,0,0,0]
[null,null,null,null,null,null,null,null,null,"1961-03-01",0,0,0,0,0]
[null,null,null,null,null,null,null,null,null,"1961-03-02",0,0,0,0,0]
[null,null,null,null,null,null,null,null,null,"1961-03-03",0,0,0,0,0]
[null,null,null,null,null,null,null,null,null,"1961-03-04",0,0,0,0,0]
[null,null,null,null,null,null,null,null,null,"1961-03-05",0,0,0,0,0]
[null,null,null,null,null,null,null,null,null,"1961-03-06",0,0,0,0,0]
[null,null,null,null,null,null,null,null,null,"1961-03-07",0,0,0,0,0]
[null,null,null,null,null,null,null,null,null,"1961-03-08",0,0,0,0,0]
[null,null,null,null,null,null,null,null,null,"1961-03-09",0,0,0,0,0]
[null,null,null,null,null,null,null,null,null,"1961-03-10",0,0,0,0,0]
[null,null,null,null,null,null,null,null,null,"1961-03-11",0,0,0,0,0]
[null,null,null,null,null,null,null,null,null,"1961-03-12",0,0,0,0,0]
[null,null,null,null,null,null,null,null,null,"1961-03-13",0,0,0,0,0]
[null,null,null,null,null,null,null,null,null,"1961-03-14",0,0,0,0,0]
[null,null,null,null,null,null,null,null,null,"1961-03-15",0,0,0,0,0]
[null,null,null,null,null,null,null,null,null,"1961-03-16",0,0,0,0,0]
[null,null,null,null,null,null,null,null,null,"1961-03-17",0,0,0,0,0]
[null,null,null,null,null,null,null,null,null,"1961-03-18",0,0,0,0,0]
[null,null,null,null,null,null,null,null,null,"1961-03-19",0,0,0,0,0]
[null,null,null,null,null,null,null,null,null,"1961-03-20",0,0,0,0,0]
[null,null,null,null,null,null,null,null,null,"1961-03-21",0,0,0,0,0]
[null,null,null,null,null,null,null,null,null,"1961-03-22",0,0,0,0,0]
[null,null,null,null,null,null,null,null,null,"1961-03-23",0,0,0,0,0]
[null,null,null,null,null,null,null,null,null,"1961-03-24",0,0,0,0,0]
[null,null,null,null,null,null,null,null,null,"1961-03-25",0,0,0,0,0]
[null,null,null,null,null,null,null,null,null,"1961-03-26",0,0,0,0,0]
[null,null,null,null,null,null,null,null,null,"1961-03-27",0,0,0,0,0]
[null,null,null,null,null,null,null,null,null,"1961-03-28",0,0,0,0,0]
[null,null,null,null,null,null,null,null,null,"1961-03-29",0,0,0,0,0]
[null,null,null,null,null,null,null,null,null,"1961-03-30",0,0,0,0,0]
[null,null,null,null,null,null,null,null,null,"1961-03-31",0,0,0,0,0]
[null,null,null,null,null,null,null,null,null,"1961-04-01",0,0,0,0,0]
[null,null,null,null,null,null,null,null,null,"1961-04-02",0,0,0,0,0]
[null,null,null,null,null,null,null,null,null,"1961-04-03",0,0,0,0,0]
[null,null,null,null,null,null,null,null,null,"1961-04-04",0,0,0,0,0]
[null,null,null,null,null,null,null,null,null,"1961-04-05",0,0,0,0,0]
[null,null,null,null,null,null,null,null,null,"1961-04-06",0,0,0,0,0]
[null,null,null,null,null,null,null,null,null,"1961-04-07",0,0,0,0,0]
[null,null,null,null,null,null,null,null,null,"1961-04-08",0,0,0,0,0]
[null,null,null,null,null,null,null,null,null,"1961-04-09",0,0,0,0,0]
[null,null,null,null,null,null,null,null,null,"1961-04-10",0,0,0,0,0]
[null,null,null,null,null,null,null,null,null,"1961-04-11",0,0,0,0,0]
[null,null,null,null,null,null,null,null,null,"1961-04-12",0,0,0,0,0]
[null,null,null,null,null,null,null,null,null,"1961-04-13",0,0,0,0,0]
[null,null,null,null,null,null,null,null,null,"1961-04-14",0,0,0,0,0]
[null,null,null,null,null,null,null,null,null,"1961-04-15",0,0,0,0,0]
[null,null,null,null,null,null,null,null,null,"1961-04-16",0,0,0,0,0]
[null,null,null,null,null,null,null,null,null,"1961-04-17",0,0,0,0,0]
[null,null,null,null,null,null,null,null,null,"1961-04-18",0,0,0,0,0]
[null,null,null,null,null,null,null,null,null,"1961-04-19",0,0,0,0,0]
[null,null,null,null,null,null,null,null,null,"1961-04-20",0,0,0,0,0]
[null,null,null,null,null,null,null,null,null,"1961-04-21",0,0,0,0,0]
[null,null,null,null,null,null,null,null,null,"1961-04-22",0,0,0,0,0]
[null,null,null,null,null,null,null,null,null,"1961-04-23",0,0,0,0,0]
[null,null,null,null,null,null,null,null,null,"1961-04-24",0,0,0,0,0]
[null,null,null,null,null,null,null,null,null,"1961-04-25",0,0,0,0,0]
[null,null,null,null,null,null,null,null,null,"1961-04-26",0,0,0,0,0]
[null,null,null,null,null,null,null,null,null,"1961-04-27",0,0,0,0,0]
[null,null,null,null,null,null,null,null,null,"1961-04-28",0,0,0,0,0]
[null,null,null,null,null,null,null,null,null,"1961-04-29",0,0,0,0,0]
[null,null,null,null,null,null,null,null,null,"1961-04-30",0,0,0,0,0]
[null,null,null,null,null,null,null,null,null,"1961-05-01",0,0,0,0,0]
[null,null,null,null,null,null,null,null,null,"1961-05-02",0,0,0,0,0]
[null,null,null,null,null,null,null,null,null,"1961-05-03",0,0,0,0,0]
[null,null,null,null,null,null,null,null,null,"1961-05-04",0,0,0,0,0]
[null,null,null,null,null,null,null,null,null,"1961-05-05",0,0,0,0,0]
[null,null,null,null,null,null,null,null,null,"1961-05-06",0,0,0,0,0]
[null,null,null,null,null,null,null,null,null,"1961-05-07",0,0,0,0,0]
[null,null,null,null,null,null,null,null,null,"1961-05-08",0,0,0,0,0]
[null,null,null,null,null,null,null,null,null,"1961-05-09",0,0,0,0,0]
[null,null,null,null,null,null,null,null,null,"1961-05-10",0,0,0,0,0]
[null,null,null,null,null,null,null,null,null,"1961-05-11",0,0,0,0,0]
[null,null,null,null,null,null,null,null,null,"1961-05-12",0,0,0,0,0]
[null,null,null,null,null,null,null,null,null,"1961-05-13",0,0,0,0,0]
[null,null,null,null,null,null,null,null,null,"1961-05-14",0,0,0,0,0]
[null,null,null,null,null,null,null,null,null,"1961-05-15",0,0,0,0,0]
[null,null,null,null,null,null,null,null,null,"1961-05-16",0,0,0,0,0]
[null,null,null,null,null,null,null,null,null,"1961-05-17",0,0,0,0,0]
[null,null,null,null,null,null,null,null,null,"1961-05-18",0,0,0,0,0]
[null,null,null,null,null,null,null,null,null,"1961-05-19",0,0,0,0,0]
[null,null,null,null,null,null,null,null,null,"1961-05-20",0,0,0,0,0]
[null,null,null,null,null,null,null,null,null,"1961-05-21",0,0,0,0,0]
[null,null,null,null,null,null,null,null,null,"1961-05-22",0,0,0,0,0]
[null,null,null,null,null,null,null,null,null,"1961-05-23",0,0,0,0,0]
[null,null,null,null,null,null,null,null,null,"1961-05-24",0,0,0,0,0]
[null,null,null,null,null,null,null,null,null,"1961-05-25",0,0,0,0,0]
[null,null,null,null,null,null,null,null,null,"1961-05-26",0,0,0,0,0]
[null,null,null,null,null,null,null,null,null,"1961-05-27",0,0,0,0,0]
[null,null,null,null,null,null,null,null,null,"1961-05-28",0,0,0,0,0]
[null,null,null,null,null,null,null,null,null,"1961-05-29",0,0,0,0,0]
[null,null,null,null,null,null,null,null,null,"1961-05-30",0,0,0,0,0]
[null,null,null,null,null,null,null,null,null,"1961-05-31",0,0,0,0,0]
[null,null,null,null,null,null,null,null,null,"1961-06-01",0,0,0,0,0]
[null,null,null,null,null,null,null,null,null,"1961-06-02",0,0,0,0,0]
[null,null,null,null,null,null,null,null,null,"1961-06-03",0,0,0,0,0]
[null,null,null,null,null,null,null,null,null,"1961-06-04",0,0,0,0,0]
[null,null,null,null,null,null,null,null,null,"1961-06-05",0,0,0,0,0]
[null,null,null,null,null,null,null,null,null,"1961-06-06",0,0,0,0,0]
[null,null,null,null,null,null,null,null,null,"1961-06-07",0,0,0,0,0]
[null,null,null,null,null,null,null,null,null,"1961-06-08",0,0,0,0,0]
[null,null,null,null,null,null,null,null,null,"1961-06-09",0,0,0,0,0]
[null,null,null,null,null,null,null,null,null,"1961-06-10",0,0,0,0,0]
[null,null,null,null,null,null,null,null,null,"1961-06-11",0,0,0,0,0]
[null,null,null,null,null,null,null,null,null,"1961-06-12",0,0,0,0,0]
[null,null,null,null,null,null,null,null,null,"1961-06-13",0,0,0,0,0]
[null,null,null,null,null,null,null,null,null,"1961-06-14",0,0,0,0,0]
[null,null,null,null,null,null,null,null,null,"1961-06-15",0,0,0,0,0]
[null,null,null,null,null,null,null,null,null,"1961-06-16",0,0,0,0,0]
[null,null,null,null,null,null,null,null,null,"1961-06-17",0,0,0,0,0]
[null,null,null,null,null,null,null,null,null,"1961-06-18",0,0,0,0,0]
[null,null,null,null,null,null,null,null,null,"1961-06-19",0,0,0,0,0]
[null,null,null,null,null,null,null,null,null,"1961-06-20",0,0,0,0,0]
[null,null,null,null,null,null,null,null,null,"1961-06-21",0,0,0,0,0]
[null,null,null,null,null,null,null,null,null,"1961-06-22",0,0,0,0,0]
[null,null,null,null,null,null,null,null,null,"1961-06-23",0,0,0,0,0]
[null,null,null,null,null,null,null,null,null,"1961-06-24",0,0,0,0,0]
[null,null,null,null,null,null,null,null,null,"1961-06-25",0,0,0,0,0]
[null,null,null,null,null,null,null,null,null,"1961-06-26",0,0,0,0,0]
[null,null,null,null,null,null,null,null,null,"1961-06-27",0,0,0,0,0]
[null,null,null,null,null,null,null,null,null,"1961-06-28",0,0,0,0,0]
[null,null,null,null,null,null,null,null,null,"1961-06-29",0,0,0,0,0]
[null,null,null,null,null,null,null,null,null,"1961-06-30",0,0,0,0,0]
[null,null,null,null,null,null,null,null,null,"1961-07-01",0,0,0,0,0]
[null,null,null,null,null,null,null,null,null,"1961-07-02",0,0,0,0,0]
[null,null,null,null,null,null,null,null,null,"1961-07-03",0,0,0,0,0]
[null,null,null,null,null,null,null,null,null,"1961-07-04",0,0,0,0,0]
[null,null,null,null,null,null,null,null,null,"1961-07-05",0,0,0,0,0]
[null,null,null,null,null,null,null,null,null,"1961-07-06",0,0,0,0,0]
[null,null,null,null,null,null,null,null,null,"1961-07-07",0,0,0,0,0]
[null,null,null,null,null,null,null,null,null,"1961-07-08",0,0,0,0,0]
[null,null,null,null,null,null,null,null,null,"1961-07-09",0,0,0,0,0]
[null,null,null,null,null,null,null,null,null,"1961-07-10",0,0,0,0,0]
[null,null,null,null,null,null,null,null,null,"1961-07-11",0,0,0,0,0]
[null,null,null,null,null,null,null,null,null,"1961-07-12",0,0,0,0,0]
[null,null,null,null,null,null,null,null,null,"1961-07-13",0,0,0,0,0]
[null,null,null,null,null,null,null,null,null,"1961-07-14",0,0,0,0,0]
[null,null,null,null,null,null,null,null,null,"1961-07-15",0,0,0,0,0]
[null,null,null,null,null,null,null,null,null,"1961-07-16",0,0,0,0,0]
[null,null,null,null,null,null,null,null,null,"1961-07-17",0,0,0,0,0]
[null,null,null,null,null,null,null,null,null,"1961-07-18",0,0,0,0,0]
[null,null,null,null,null,null,null,null,null,"1961-07-19",0,0,0,0,0]
[null,null,null,null,null,null,null,null,null,"1961-07-20",0,0,0,0,0]
[null,null,null,null,null,null,null,null,null,"1961-07-21",0,0,0,0,0]
[null,null,null,null,null,null,null,null,null,"1961-07-22",0,0,0,0,0]
[null,null,null,null,null,null,null,null,null,"1961-07-23",0,0,0,0,0]
[null,null,null,null,null,null,null,null,null,"1961-07-24",0,0,0,0,0]
[null,null,null,null,null,null,null,null,null,"1961-07-25",0,0,0,0,0]
[null,null,null,null,null,null,null,null,null,"1961-07-26",0,0,0,0,0]
[null,null,null,null,null,null,null,null,null,"1961-07-27",0,0,0,0,0]
[null,null,null,null,null,null,null,null,null,"1961-07-28",0,0,0,0,0]
[null,null,null,null,null,null,null,null,null,"1961-07-29",0,0,0,0,0]
[null,null,null,null,null,null,null,null,null,"1961-07-30",0,0,0,0,0]
[null,null,null,null,null,null,null,null,null,"1961-07-31",0,0,0,0,0]
[null,null,null,null,null,null,null,null,null,"1961-08-01",0,0,0,0,0]
[null,null,null,null,null,null,null,null,null,"1961-08-02",0,0,0,0,0]
[null,null,null,null,null,null,null,null,null,"1961-08-03",0,0,0,0,0]
[null,null,null,null,null,null,null,null,null,"1961-08-04",0,0,0,0,0]
[null,null,null,null,null,null,null,null,null,"1961-08-05",0,0,0,0,0]
[null,null,null,null,null,null,null,null,null,"1961-08-06",0,0,0,0,0]
[null,null,null,null,null,null,null,null,null,"1961-08-07",0,0,0,0,0]
[null,null,null,null,null,null,null,null,null,"1961-08-08",0,0,0,0,0]
[null,null,null,null,null,null,null,null,null,"1961-08-09",0,0,0,0,0]
[null,null,null,null,null,null,null,null,null,"1961-08-10",0,0,0,0,0]
[null,null,null,null,null,null,null,null,null,"1961-08-11",0,0,0,0,0]
[null,null,null,null,null,null,null,null,null,"1961-08-12",0,0,0,0,0]
[null,null,null,null,null,null,null,null,null,"1961-08-13",0,0,0,0,0]
[null,null,null,null,null,null,null,null,null,"1961-08-14",0,0,0,0,0]
[null,null,null,null,null,null,null,null,null,"1961-08-15",0,0,0,0,0]
[null,null,null,null,null,null,null,null,null,"1961-08-16",0,0,0,0,0]
[null,null,null,null,null,null,null,null,null,"1961-08-17",0,0,0,0,0]
[null,null,null,null,null,null,null,null,null,"1961-08-18",0,0,0,0,0]
[null,null,null,null,null,null,null,null,null,"1961-08-19",0,0,0,0,0]
[null,null,null,null,null,null,null,null,null,"1961-08-20",0,0,0,0,0]
[null,null,null,null,null,null,null,null,null,"1961-08-21",0,0,0,0,0]
[null,null,null,null,null,null,null,null,null,"1961-08-22",0,0,0,0,0]
[null,null,null,null,null,null,null,null,null,"1961-08-23",0,0,0,0,0]
[null,null,null,null,null,null,null,null,null,"1961-08-24",0,0,0,0,0]
[null,null,null,null,null,null,null,null,null,"1961-08-25",0,0,0,0,0]
[null,null,null,null,null,null,null,null,null,"1961-08-26",0,0,0,0,0]
[null,null,null,null,null,null,null,null,null,"1961-08-27",0,0,0,0,0]
[null,null,null,null,null,null,null,null,null,"1961-08-28",0,0,0,0,0]
[null,null,null,null,null,null,null,null,null,"1961-08-29",0,0,0,0,0]
[null,null,null,null,null,null,null,null,null,"1961-08-30",0,0,0,0,0]
[null,null,null,null,null,null,null,null,null,"1961-08-31",0,0,0,0,0]
[null,null,null,null,null,null,null,null,null,"1961-09-01",0,0,0,0,0]
[null,null,null,null,null,null,null,null,null,"1961-09-02",0,0,0,0,0]
[null,null,null,null,null,null,null,null,null,"1961-09-03",0,0,0,0,0]
[null,null,null,null,null,null,null,null,null,"1961-09-04",0,0,0,0,0]
[null,null,null,null,null,null,null,null,null,"1961-09-05",0,0,0,0,0]
[null,null,null,null,null,null,null,null,null,"1961-09-06",0,0,0,0,0]
[null,null,null,null,null,null,null,null,null,"1961-09-07",0,0,0,0,0]
[null,null,null,null,null,null,null,null,null,"1961-09-08",0,0,0,0,0]
[null,null,null,null,null,null,null,null,null,"1961-09-09",0,0,0,0,0]
[null,null,null,null,null,null,null,null,null,"1961-09-10",0,0,0,0,0]
[null,null,null,null,null,null,null,null,null,"1961-09-11",0,0,0,0,0]
[null,null,null,null,null,null,null,null,null,"1961-09-12",0,0,0,0,0]
[null,null,null,null,null,null,null,null,null,"1961-09-13",0,0,0,0,0]
[null,null,null,null,null,null,null,null,null,"1961-09-14",0,0,0,0,0]
[null,null,null,null,null,null,null,null,null,"1961-09-15",0,0,0,0,0]
[null,null,null,null,null,null,null,null,null,"1961-09-16",0,0,0,0,0]
[null,null,null,null,null,null,null,null,null,"1961-09-17",0,0,0,0,0]
[null,null,null,null,null,null,null,null,null,"1961-09-18",0,0,0,0,0]
[null,null,null,null,null,null,null,null,null,"1961-09-19",0,0,0,0,0]
[null,null,null,null,null,null,null,null,null,"1961-09-20",0,0,0,0,0]
[null,null,null,null,null,null,null,null,null,"1961-09-21",0,0,0,0,0]
[null,null,null,null,null,null,null,null,null,"1961-09-22",0,0,0,0,0]
[null,null,null,null,null,null,null,null,null,"1961-09-23",0,0,0,0,0]
[null,null,null,null,null,null,null,null,null,"1961-09-24",0,0,0,0,0]
[null,null,null,null,null,null,null,null,null,"1961-09-25",0,0,0,0,0]
[null,null,null,null,null,null,null,null,null,"1961-09-26",0,0,0,0,0]
[null,null,null,null,null,null,null,null,null,"1961-09-27",0,0,0,0,0]
[null,null,null,null,null,null,null,null,null,"1961-09-28",0,0,0,0,0]
[null,null,null,null,null,null,null,null,null,"1961-09-29",0,0,0,0,0]
[null,null,null,null,null,null,null,null,null,"1961-09-30",0,0,0,0,0]
[null,null,null,null,null,null,null,null,null,"1961-10-01",0,0,0,0,0]
[null,null,null,null,null,null,null,null,null,"1961-10-02",0,0,0,0,0]
[null,null,null,null,null,null,null,null,null,"1961-10-03",0,0,0,0,0]
[null,null,null,null,null,null,null,null,null,"1961-10-04",0,0,0,0,0]
[null,null,null,null,null,null,null,null,null,"1961-10-05",0,0,0,0,0]
[null,null,null,null,null,null,null,null,null,"1961-10-06",0,0,0,0,0]
[null,null,null,null,null,null,null,null,null,"1961-10-07",0,0,0,0,0]
[null,null,null,null,null,null,null,null,null,"1961-10-08",0,0,0,0,0]
[null,null,null,null,null,null,null,null,null,"1961-10-09",0,0,0,0,0]
[null,null,null,null,null,null,null,null,null,"1961-10-10",0,0,0,0,0]
[null,null,null,null,null,null,null,null,null,"1961-10-11",0,0,0,0,0]
[null,null,null,null,null,null,null,null,null,"1961-10-12",0,0,0,0,0]
[null,null,null,null,null,null,null,null,null,"1961-10-13",0,0,0,0,0]
[null,null,null,null,null,null,null,null,null,"1961-10-14",0,0,0,0,0]
[null,null,null,null,null,null,null,null,null,"1961-10-15",0,0,0,0,0]
[null,null,null,null,null,null,null,null,null,"1961-10-16",0,0,0,0,0]
[null,null,null,null,null,null,null,null,null,"1961-10-17",0,0,0,0,0]
[null,null,null,null,null,null,null,null,null,"1961-10-18",0,0,0,0,0]
[null,null,null,null,null,null,null,null,null,"1961-10-19",0,0,0,0,0]
[null,null,null,null,null,null,null,null,null,"1961-10-20",0,0,0,0,0]
[null,null,null,null,null,null,null,null,null,"1961-10-21",0,0,0,0,0]
[null,null,null,null,null,null,null,null,null,"1961-10-22",0,0,0,0,0]
[null,null,null,null,null,null,null,null,null,"1961-10-23",0,0,0,0,0]
[null,null,null,null,null,null,null,null,null,"1961-10-24",0,0,0,0,0]
[null,null,null,null,null,null,null,null,null,"1961-10-25",0,0,0,0,0]
[null,null,null,null,null,null,null,null,null,"1961-10-26",0,0,0,0,0]
[null,null,null,null,null,null,null,null,null,"1961-10-27",0,0,0,0,0]
[null,null,null,null,null,null,null,null,null,"1961-10-28",0,0,0,0,0]
[null,null,null,null,null,null,null,null,null,"1961-10-29",0,0,0,0,0]
[null,null,null,null,null,null,null,null,null,"1961-10-30",0,0,0,0,0]
[null,null,null,null,null,null,null,null,null,"1961-10-31",0,0,0,0,0]
[null,null,null,null,null,null,null,null,null,"1961-11-01",0,0,0,0,0]
[null,null,null,null,null,null,null,null,null,"1961-11-02",0,0,0,0,0]
[null,null,null,null,null,null,null,null,null,"1961-11-03",0,0,0,0,0]
[null,null,null,null,null,null,null,null,null,"1961-11-04",0,0,0,0,0]
[null,null,null,null,null,null,null,null,null,"1961-11-05",0,0,0,0,0]
[null,null,null,null,null,null,null,null,null,"1961-11-06",0,0,0,0,0]
[null,null,null,null,null,null,null,null,null,"1961-11-07",0,0,0,0,0]
[null,null,null,null,null,null,null,null,null,"1961-11-08",0,0,0,0,0]
[null,null,null,null,null,null,null,null,null,"1961-11-09",0,0,0,0,0]
[null,null,null,null,null,null,null,null,null,"1961-11-10",0,0,0,0,0]
[null,null,null,null,null,null,null,null,null,"1961-11-11",0,0,0,0,0]
[null,null,null,null,null,null,null,null,null,"1961-11-12",0,0,0,0,0]
[null,null,null,null,null,null,null,null,null,"1961-11-13",0,0,0,0,0]
[null,null,null,null,null,null,null,null,null,"1961-11-14",0,0,0,0,0]
[null,null,null,null,null,null,null,null,null,"1961-11-15",0,0,0,0,0]
[null,null,null,null,null,null,null,null,null,"1961-11-16",0,0,0,0,0]
[null,null,null,null,null,null,null,null,null,"1961-11-17",0,0,0,0,0]
[null,null,null,null,null,null,null,null,null,"1961-11-18",0,0,0,0,0]
[null,null,null,null,null,null,null,null,null,"1961-11-19",0,0,0,0,0]
[null,null,null,null,null,null,null,null,null,"1961-11-20",0,0,0,0,0]
[null,null,null,null,null,null,null,null,null,"1961-11-21",0,0,0,0,0]
[null,null,null,null,null,null,null,null,null,"1961-11-22",0,0,0,0,0]
[null,null,null,null,null,null,null,null,null,"1961-11-23",0,0,0,0,0]
[null,null,null,null,null,null,null,null,null,"1961-11-24",0,0,0,0,0]
[null,null,null,null,null,null,null,null,null,"1961-11-25",0,0,0,0,0]
[null,null,null,null,null,null,null,null,null,"1961-11-26",0,0,0,0,0]
[null,null,null,null,null,null,null,null,null,"1961-11-27",0,0,0,0,0]
[null,null,null,null,null,null,null,null,null,"1961-11-28",0,0,0,0,0]
[null,null,null,null,null,null,null,null,null,"1961-11-29",0,0,0,0,0]
[null,null,null,null,null,null,null,null,null,"1961-11-30",0,0,0,0,0]
[null,null,null,null,null,null,null,null,null,"1961-12-01",0,0,0,0,0]
[null,null,null,null,null,null,null,null,null,"1961-12-02",0,0,0,0,0]
[null,null,null,null,null,null,null,null,null,"1961-12-03",0,0,0,0,0]
[null,null,null,null,null,null,null,null,null,"1961-12-04",0,0,0,0,0]
[null,null,null,null,null,null,null,null,null,"1961-12-05",0,0,0,0,0]
[null,null,null,null,null,null,null,null,null,"1961-12-06",0,0,0,0,0]
[null,null,null,null,null,null,null,null,null,"1961-12-07",0,0,0,0,0]
[null,null,null,null,null,null,null,null,null,"1961-12-08",0,0,0,0,0]
[null,null,null,null,null,null,null,null,null,"1961-12-09",0,0,0,0,0]
[null,null,null,null,null,null,null,null,null,"1961-12-10",0,0,0,0,0]
[null,null,null,null,null,null,null,null,null,"1961-12-11",0,0,0,0,0]
[null,null,null,null,null,null,null,null,null,"1961-12-12",0,0,0,0,0]
[null,null,null,null,null,null,null,null,null,"1961-12-13",0,0,0,0,0]
[null,null,null,null,null,null,null,null,null,"1961-12-14",0,0,0,0,0]
[null,null,null,null,null,null,null,null,null,"1961-12-15",0,0,0,0,0]
[null,null,null,null,null,null,null,null,null,"1961-12-16",0,0,0,0,0]
[null,null,null,null,null,null,null,null,null,"1961-12-17",0,0,0,0,0]
[null,null,null,null,null,null,null,null,null,"1961-12-18",0,0,0,0,0]
[null,null,null,null,null,null,null,null,null,"1961-12-19",0,0,0,0,0]
[null,null,null,null,null,null,null,null,null,"1961-12-20",0,0,0,0,0]
[null,null,null,null,null,null,null,null,null,"1961-12-21",0,0,0,0,0]
[null,null,null,null,null,null,null,null,null,"1961-12-22",0,0,0,0,0]
[null,null,null,null,null,null,null,null,null,"1961-12-23",0,0,0,0,0]
[null,null,null,null,null,null,null,null,null,"1961-12-24",0,0,0,0,0]
[null,null,null,null,null,null,null,null,null,"1961-12-25",0,0,0,0,0]
[null,null,null,null,null,null,null,null,null,"1961-12-26",0,0,0,0,0]
[null,null,null,null,null,null,null,null,null,"1961-12-27",0,0,0,0,0]
[null,null,null,null,null,null,null,null,null,"1961-12-28",0,0,0,0,0]
[null,null,null,null,null,null,null,null,null,"1961-12-29",0,0,0,0,0]
[null,null,null,null,null,null,null,null,null,"1961-12-30",0,0,0,0,0]
[null,null,null,null,null,null,null,null,null,"1961-12-31",0,0,0,0,0]
[null,null,null,null,null,null,null,null,null,"1962-01-01",0,0,0,0,0]
[null,null,null,null,null,null,null,null,null,"1962-01-02",0,0,0,0,0]
[null,null,null,null,null,null,null,null,null,"1962-01-03",0,0,0,0,0]
[null,null,null,null,null,null,null,null,null,"1962-01-04",0,0,0,0,0]
[null,null,null,null,null,null,null,null,null,"1962-01-05",0,0,0,0,0]
[null,null,null,null,null,null,null,null,null,"1962-01-06",0,0,0,0,0]
[null,null,null,null,null,null,null,null,null,"1962-01-07",0,0,0,0,0]
[null,null,null,null,null,null,null,null,null,"1962-01-08",0,0,0,0,0]
[null,null,null,null,null,null,null,null,null,"1962-01-09",0,0,0,0,0]
[null,null,null,null,null,null,null,null,null,"1962-01-10",0,0,0,0,0]
[null,null,null,null,null,null,null,null,null,"1962-01-11",0,0,0,0,0]
[null,null,null,null,null,null,null,null,null,"1962-01-12",0,0,0,0,0]
[null,null,null,null,null,null,null,null,null,"1962-01-13",0,0,0,0,0]
[null,null,null,null,null,null,null,null,null,"1962-01-14",0,0,0,0,0]
[null,null,null,null,null,null,null,null,null,"1962-01-15",0,0,0,0,0]
[null,null,null,null,null,null,null,null,null,"1962-01-16",0,0,0,0,0]
[null,null,null,null,null,null,null,null,null,"1962-01-17",0,0,0,0,0]
[null,null,null,null,null,null,null,null,null,"1962-01-18",0,0,0,0,0]
[null,null,null,null,null,null,null,null,null,"1962-01-19",0,0,0,0,0]
[null,null,null,null,null,null,null,null,null,"1962-01-20",0,0,0,0,0]
[null,null,null,null,null,null,null,null,null,"1962-01-21",0,0,0,0,0]
[null,null,null,null,null,null,null,null,null,"1962-01-22",0,0,0,0,0]
[null,null,null,null,null,null,null,null,null,"1962-01-23",0,0,0,0,0]
[null,null,null,null,null,null,null,null,null,"1962-01-24",0,0,0,0,0]
[null,null,null,null,null,null,null,null,null,"1962-01-25",0,0,0,0,0]
[null,null,null,null,null,null,null,null,null,"1962-01-26",0,0,0,0,0]
[null,null,null,null,null,null,null,null,null,"1962-01-27",0,0,0,0,0]
[null,null,null,null,null,null,null,null,null,"1962-01-28",0,0,0,0,0]
[null,null,null,null,null,null,null,null,null,"1962-01-29",0,0,0,0,0]
[null,null,null,null,null,null,null,null,null,"1962-01-30",0,0,0,0,0]
[null,null,null,null,null,null,null,null,null,"1962-01-31",0,0,0,0,0]
[null,null,null,null,null,null,null,null,null,"1962-02-01",0,0,0,0,0]
[null,null,null,null,null,null,null,null,null,"1962-02-02",0,0,0,0,0]
[null,null,null,null,null,null,null,null,null,"1962-02-03",0,0,0,0,0]
[null,null,null,null,null,null,null,null,null,"1962-02-04",0,0,0,0,0]
[null,null,null,null,null,null,null,null,null,"1962-02-05",0,0,0,0,0]
[null,null,null,null,null,null,null,null,null,"1962-02-06",0,0,0,0,0]
[null,null,null,null,null,null,null,null,null,"1962-02-07",0,0,0,0,0]
[null,null,null,null,null,null,null,null,null,"1962-02-08",0,0,0,0,0]
[null,null,null,null,null,null,null,null,null,"1962-02-09",0,0,0,0,0]
[null,null,null,null,null,null,null,null,null,"1962-02-10",0,0,0,0,0]
[null,null,null,null,null,null,null,null,null,"1962-02-11",0,0,0,0,0]
[null,null,null,null,null,null,null,null,null,"1962-02-12",0,0,0,0,0]
[null,null,null,null,null,null,null,null,null,"1962-02-13",0,0,0,0,0]
[null,null,null,null,null,null,null,null,null,"1962-02-14",0,0,0,0,0]
[null,null,null,null,null,null,null,null,null,"1962-02-15",0,0,0,0,0]
[null,null,null,null,null,null,null,null,null,"1962-02-16",0,0,0,0,0]
[null,null,null,null,null,null,null,null,null,"1962-02-17",0,0,0,0,0]
[null,null,null,null,null,null,null,null,null,"1962-02-18",0,0,0,0,0]
[null,null,null,null,null,null,null,null,null,"1962-02-19",0,0,0,0,0]
[null,null,null,null,null,null,null,null,null,"1962-02-20",0,0,0,0,0]
[null,null,null,null,null,null,null,null,null,"1962-02-21",0,0,0,0,0]
[null,null,null,null,null,null,null,null,null,"1962-02-22",0,0,0,0,0]
[null,null,null,null,null,null,null,null,null,"1962-02-23",0,0,0,0,0]
[null,null,null,null,null,null,null,null,null,"1962-02-24",0,0,0,0,0]
[null,null,null,null,null,null,null,null,null,"1962-02-25",0,0,0,0,0]
[null,null,null,null,null,null,null,null,null,"1962-02-26",0,0,0,0,0]
[null,null,null,null,null,null,null,null,null,"1962-02-27",0,0,0,0,0]
[null,null,null,null,null,null,null,null,null,"1962-02-28",0,0,0,0,0]
[null,null,null,null,null,null,null,null,null,"1962-03-01",0,0,0,0,0]
[null,null,null,null,null,null,null,null,null,"1962-03-02",0,0,0,0,0]
[null,null,null,null,null,null,null,null,null,"1962-03-03",0,0,0,0,0]
[null,null,null,null,null,null,null,null,null,"1962-03-04",0,0,0,0,0]
[null,null,null,null,null,null,null,null,null,"1962-03-05",0,0,0,0,0]
[null,null,null,null,null,null,null,null,null,"1962-03-06",0,0,0,0,0]
[null,null,null,null,null,null,null,null,null,"1962-03-07",0,0,0,0,0]
[null,null,null,null,null,null,null,null,null,"1962-03-08",0,0,0,0,0]
[null,null,null,null,null,null,null,null,null,"1962-03-09",0,0,0,0,0]
[null,null,null,null,null,null,null,null,null,"1962-03-10",0,0,0,0,0]
[null,null,null,null,null,null,null,null,null,"1962-03-11",0,0,0,0,0]
[null,null,null,null,null,null,null,null,null,"1962-03-12",0,0,0,0,0]
[null,null,null,null,null,null,null,null,null,"1962-03-13",0,0,0,0,0]
[null,null,null,null,null,null,null,null,null,"1962-03-14",0,0,0,0,0]
[null,null,null,null,null,null,null,null,null,"1962-03-15",0,0,0,0,0]
[null,null,null,null,null,null,null,null,null,"1962-03-16",0,0,0,0,0]
[null,null,null,null,null,null,null,null,null,"1962-03-17",0,0,0,0,0]
[null,null,null,null,null,null,null,null,null,"1962-03-18",0,0,0,0,0]
[null,null,null,null,null,null,null,null,null,"1962-03-19",0,0,0,0,0]
[null,null,null,null,null,null,null,null,null,"1962-03-20",0,0,0,0,0]
[null,null,null,null,null,null,null,null,null,"1962-03-21",0,0,0,0,0]
[null,null,null,null,null,null,null,null,null,"1962-03-22",0,0,0,0,0]
[null,null,null,null,null,null,null,null,null,"1962-03-23",0,0,0,0,0]
[null,null,null,null,null,null,null,null,null,"1962-03-24",0,0,0,0,0]
[null,null,null,null,null,null,null,null,null,"1962-03-25",0,0,0,0,0]
[null,null,null,null,null,null,null,null,null,"1962-03-26",0,0,0,0,0]
[null,null,null,null,null,null,null,null,null,"1962-03-27",0,0,0,0,0]
[null,null,null,null,null,null,null,null,null,"1962-03-28",0,0,0,0,0]
[null,null,null,null,null,null,null,null,null,"1962-03-29",0,0,0,0,0]
[null,null,null,null,null,null,null,null,null,"1962-03-30",0,0,0,0,0]
[null,null,null,null,null,null,null,null,null,"1962-03-31",0,0,0,0,0]
[null,null,null,null,null,null,null,null,null,"1962-04-01",0,0,0,0,0]
[null,null,null,null,null,null,null,null,null,"1962-04-02",0,0,0,0,0]
[null,null,null,null,null,null,null,null,null,"1962-04-03",0,0,0,0,0]
[null,null,null,null,null,null,null,null,null,"1962-04-04",0,0,0,0,0]
[null,null,null,null,null,null,null,null,null,"1962-04-05",0,0,0,0,0]
[null,null,null,null,null,null,null,null,null,"1962-04-06",0,0,0,0,0]
[null,null,null,null,null,null,null,null,null,"1962-04-07",0,0,0,0,0]
[null,null,null,null,null,null,null,null,null,"1962-04-08",0,0,0,0,0]
[null,null,null,null,null,null,null,null,null,"1962-04-09",0,0,0,0,0]
[null,null,null,null,null,null,null,null,null,"1962-04-10",0,0,0,0,0]
[null,null,null,null,null,null,null,null,null,"1962-04-11",0,0,0,0,0]
[null,null,null,null,null,null,null,null,null,"1962-04-12",0,0,0,0,0]
[null,null,null,null,null,null,null,null,null,"1962-04-13",0,0,0,0,0]
[null,null,null,null,null,null,null,null,null,"1962-04-14",0,0,0,0,0]
[null,null,null,null,null,null,null,null,null,"1962-04-15",0,0,0,0,0]
[null,null,null,null,null,null,null,null,null,"1962-04-16",0,0,0,0,0]
[null,null,null,null,null,null,null,null,null,"1962-04-17",0,0,0,0,0]
[null,null,null,null,null,null,null,null,null,"1962-04-18",0,0,0,0,0]
[null,null,null,null,null,null,null,null,null,"1962-04-19",0,0,0,0,0]
[null,null,null,null,null,null,null,null,null,"1962-04-20",0,0,0,0,0]
[null,null,null,null,null,null,null,null,null,"1962-04-21",0,0,0,0,0]
[null,null,null,null,null,null,null,null,null,"1962-04-22",0,0,0,0,0]
[null,null,null,null,null,null,null,null,null,"1962-04-23",0,0,0,0,0]
[null,null,null,null,null,null,null,null,null,"1962-04-24",0,0,0,0,0]
[null,null,null,null,null,null,null,null,null,"1962-04-25",0,0,0,0,0]
[null,null,null,null,null,null,null,null,null,"1962-04-26",0,0,0,0,0]
[null,null,null,null,null,null,null,null,null,"1962-04-27",0,0,0,0,0]
[null,null,null,null,null,null,null,null,null,"1962-04-28",0,0,0,0,0]
[null,null,null,null,null,null,null,null,null,"1962-04-29",0,0,0,0,0]
[null,null,null,null,null,null,null,null,null,"1962-04-30",0,0,0,0,0]
[null,null,null,null,null,null,null,null,null,"1962-05-01",0,0,0,0,0]
[null,null,null,null,null,null,null,null,null,"1962-05-02",0,0,0,0,0]
[null,null,null,null,null,null,null,null,null,"1962-05-03",0,0,0,0,0]
[null,null,null,null,null,null,null,null,null,"1962-05-04",0,0,0,0,0]
[null,null,null,null,null,null,null,null,null,"1962-05-05",0,0,0,0,0]
[null,null,null,null,null,null,null,null,null,"1962-05-06",0,0,0,0,0]
[null,null,null,null,null,null,null,null,null,"1962-05-07",0,0,0,0,0]
[null,null,null,null,null,null,null,null,null,"1962-05-08",0,0,0,0,0]
[null,null,null,null,null,null,null,null,null,"1962-05-09",0,0,0,0,0]
[null,null,null,null,null,null,null,null,null,"1962-05-10",0,0,0,0,0]
[null,null,null,null,null,null,null,null,null,"1962-05-11",0,0,0,0,0]
[null,null,null,null,null,null,null,null,null,"1962-05-12",0,0,0,0,0]
[null,null,null,null,null,null,null,null,null,"1962-05-13",0,0,0,0,0]
[null,null,null,null,null,null,null,null,null,"1962-05-14",0,0,0,0,0]
[null,null,null,null,null,null,null,null,null,"1962-05-15",0,0,0,0,0]
[null,null,null,null,null,null,null,null,null,"1962-05-16",0,0,0,0,0]
[null,null,null,null,null,null,null,null,null,"1962-05-17",0,0,0,0,0]
[null,null,null,null,null,null,null,null,null,"1962-05-18",0,0,0,0,0]
[null,null,null,null,null,null,null,null,null,"1962-05-19",0,0,0,0,0]
[null,null,null,null,null,null,null,null,null,"1962-05-20",0,0,0,0,0]
[null,null,null,null,null,null,null,null,null,"1962-05-21",0,0,0,0,0]
[null,null,null,null,null,null,null,null,null,"1962-05-22",0,0,0,0,0]
[null,null,null,null,null,null,null,null,null,"1962-05-23",0,0,0,0,0]
[null,null,null,null,null,null,null,null,null,"1962-05-24",0,0,0,0,0]
[null,null,null,null,null,null,null,null,null,"1962-05-25",0,0,0,0,0]
[null,null,null,null,null,null,null,null,null,"1962-05-26",0,0,0,0,0]
[null,null,null,null,null,null,null,null,null,"1962-05-27",0,0,0,0,0]
[null,null,null,null,null,null,null,null,null,"1962-05-28",0,0,0,0,0]
[null,null,null,null,null,null,null,null,null,"1962-05-29",0,0,0,0,0]
[null,null,null,null,null,null,null,null,null,"1962-05-30",0,0,0,0,0]
[null,null,null,null,null,null,null,null,null,"1962-05-31",0,0,0,0,0]
[null,null,null,null,null,null,null,null,null,"1962-06-01",0,0,0,0,0]
[null,null,null,null,null,null,null,null,null,"1962-06-02",0,0,0,0,0]
[null,null,null,null,null,null,null,null,null,"1962-06-03",0,0,0,0,0]
[null,null,null,null,null,null,null,null,null,"1962-06-04",0,0,0,0,0]
[null,null,null,null,null,null,null,null,null,"1962-06-05",0,0,0,0,0]
[null,null,null,null,null,null,null,null,null,"1962-06-06",0,0,0,0,0]
[null,null,null,null,null,null,null,null,null,"1962-06-07",0,0,0,0,0]
[null,null,null,null,null,null,null,null,null,"1962-06-08",0,0,0,0,0]
[null,null,null,null,null,null,null,null,null,"1962-06-09",0,0,0,0,0]
[null,null,null,null,null,null,null,null,null,"1962-06-10",0,0,0,0,0]
[null,null,null,null,null,null,null,null,null,"1962-06-11",0,0,0,0,0]
[null,null,null,null,null,null,null,null,null,"1962-06-12",0,0,0,0,0]
[null,null,null,null,null,null,null,null,null,"1962-06-13",0,0,0,0,0]
[null,null,null,null,null,null,null,null,null,"1962-06-14",0,0,0,0,0]
[null,null,null,null,null,null,null,null,null,"1962-06-15",0,0,0,0,0]
[null,null,null,null,null,null,null,null,null,"1962-06-16",0,0,0,0,0]
[null,null,null,null,null,null,null,null,null,"1962-06-17",0,0,0,0,0]
[null,null,null,null,null,null,null,null,null,"1962-06-18",0,0,0,0,0]
[null,null,null,null,null,null,null,null,null,"1962-06-19",0,0,0,0,0]
[null,null,null,null,null,null,null,null,null,"1962-06-20",0,0,0,0,0]
[null,null,null,null,null,null,null,null,null,"1962-06-21",0,0,0,0,0]
[null,null,null,null,null,null,null,null,null,"1962-06-22",0,0,0,0,0]
[null,null,null,null,null,null,null,null,null,"1962-06-23",0,0,0,0,0]
[null,null,null,null,null,null,null,null,null,"1962-06-24",0,0,0,0,0]
[null,null,null,null,null,null,null,null,null,"1962-06-25",0,0,0,0,0]
[null,null,null,null,null,null,null,null,null,"1962-06-26",0,0,0,0,0]
[null,null,null,null,null,null,null,null,null,"1962-06-27",0,0,0,0,0]
[null,null,null,null,null,null,null,null,null,"1962-06-28",0,0,0,0,0]
[null,null,null,null,null,null,null,null,null,"1962-06-29",0,0,0,0,0]
[null,null,null,null,null,null,null,null,null,"1962-06-30",0,0,0,0,0]
[null,null,null,null,null,null,null,null,null,"1962-07-01",0,0,0,0,0]
[null,null,null,null,null,null,null,null,null,"1962-07-02",0,0,0,0,0]
[null,null,null,null,null,null,null,null,null,"1962-07-03",0,0,0,0,0]
[null,null,null,null,null,null,null,null,null,"1962-07-04",0,0,0,0,0]
[null,null,null,null,null,null,null,null,null,"1962-07-05",0,0,0,0,0]
[null,null,null,null,null,null,null,null,null,"1962-07-06",0,0,0,0,0]
[null,null,null,null,null,null,null,null,null,"1962-07-07",0,0,0,0,0]
[null,null,null,null,null,null,null,null,null,"1962-07-08",0,0,0,0,0]
[null,null,null,null,null,null,null,null,null,"1962-07-09",0,0,0,0,0]
[null,null,null,null,null,null,null,null,null,"1962-07-10",0,0,0,0,0]
[null,null,null,null,null,null,null,null,null,"1962-07-11",0,0,0,0,0]
[null,null,null,null,null,null,null,null,null,"1962-07-12",0,0,0,0,0]
[null,null,null,null,null,null,null,null,null,"1962-07-13",0,0,0,0,0]
[null,null,null,null,null,null,null,null,null,"1962-07-14",0,0,0,0,0]
[null,null,null,null,null,null,null,null,null,"1962-07-15",0,0,0,0,0]
[null,null,null,null,null,null,null,null,null,"1962-07-16",0,0,0,0,0]
[null,null,null,null,null,null,null,null,null,"1962-07-17",0,0,0,0,0]
[null,null,null,null,null,null,null,null,null,"1962-07-18",0,0,0,0,0]
[null,null,null,null,null,null,null,null,null,"1962-07-19",0,0,0,0,0]
[null,null,null,null,null,null,null,null,null,"1962-07-20",0,0,0,0,0]
[null,null,null,null,null,null,null,null,null,"1962-07-21",0,0,0,0,0]
[null,null,null,null,null,null,null,null,null,"1962-07-22",0,0,0,0,0]
[null,null,null,null,null,null,null,null,null,"1962-07-23",0,0,0,0,0]
[null,null,null,null,null,null,null,null,null,"1962-07-24",0,0,0,0,0]
[null,null,null,null,null,null,null,null,null,"1962-07-25",0,0,0,0,0]
[null,null,null,null,null,null,null,null,null,"1962-07-26",0,0,0,0,0]
[null,null,null,null,null,null,null,null,null,"1962-07-27",0,0,0,0,0]
[null,null,null,null,null,null,null,null,null,"1962-07-28",0,0,0,0,0]
[null,null,null,null,null,null,null,null,null,"1962-07-29",0,0,0,0,0]
[null,null,null,null,null,null,null,null,null,"1962-07-30",0,0,0,0,0]
[null,null,null,null,null,null,null,null,null,"1962-07-31",0,0,0,0,0]
[null,null,null,null,null,null,null,null,null,"1962-08-01",0,0,0,0,0]
[null,null,null,null,null,null,null,null,null,"1962-08-02",0,0,0,0,0]
[null,null,null,null,null,null,null,null,null,"1962-08-03",0,0,0,0,0]
[null,null,null,null,null,null,null,null,null,"1962-08-04",0,0,0,0,0]
[null,null,null,null,null,null,null,null,null,"1962-08-05",0,0,0,0,0]
[null,null,null,null,null,null,null,null,null,"1962-08-06",0,0,0,0,0]
[null,null,null,null,null,null,null,null,null,"1962-08-07",0,0,0,0,0]
[null,null,null,null,null,null,null,null,null,"1962-08-08",0,0,0,0,0]
[null,null,null,null,null,null,null,null,null,"1962-08-09",0,0,0,0,0]
[null,null,null,null,null,null,null,null,null,"1962-08-10",0,0,0,0,0]
[null,null,null,null,null,null,null,null,null,"1962-08-11",0,0,0,0,0]
[null,null,null,null,null,null,null,null,null,"1962-08-12",0,0,0,0,0]
[null,null,null,null,null,null,null,null,null,"1962-08-13",0,0,0,0,0]
[null,null,null,null,null,null,null,null,null,"1962-08-14",0,0,0,0,0]
[null,null,null,null,null,null,null,null,null,"1962-08-15",0,0,0,0,0]
[null,null,null,null,null,null,null,null,null,"1962-08-16",0,0,0,0,0]
[null,null,null,null,null,null,null,null,null,"1962-08-17",0,0,0,0,0]
[null,null,null,null,null,null,null,null,null,"1962-08-18",0,0,0,0,0]
[null,null,null,null,null,null,null,null,null,"1962-08-19",0,0,0,0,0]
[null,null,null,null,null,null,null,null,null,"1962-08-20",0,0,0,0,0]
[null,null,null,null,null,null,null,null,null,"1962-08-21",0,0,0,0,0]
[null,null,null,null,null,null,null,null,null,"1962-08-22",0,0,0,0,0]
[null,null,null,null,null,null,null,null,null,"1962-08-23",0,0,0,0,0]
[null,null,null,null,null,null,null,null,null,"1962-08-24",0,0,0,0,0]
[null,null,null,null,null,null,null,null,null,"1962-08-25",0,0,0,0,0]
[null,null,null,null,null,null,null,null,null,"1962-08-26",0,0,0,0,0]
[null,null,null,null,null,null,null,null,null,"1962-08-27",0,0,0,0,0]
[null,null,null,null,null,null,null,null,null,"1962-08-28",0,0,0,0,0]
[null,null,null,null,null,null,null,null,null,"1962-08-29",0,0,0,0,0]
[null,null,null,null,null,null,null,null,null,"1962-08-30",0,0,0,0,0]
[null,null,null,null,null,null,null,null,null,"1962-08-31",0,0,0,0,0]
[null,null,null,null,null,null,null,null,null,"1962-09-01",0,0,0,0,0]
[null,null,null,null,null,null,null,null,null,"1962-09-02",0,0,0,0,0]
[null,null,null,null,null,null,null,null,null,"1962-09-03",0,0,0,0,0]
[null,null,null,null,null,null,null,null,null,"1962-09-04",0,0,0,0,0]
[null,null,null,null,null,null,null,null,null,"1962-09-05",0,0,0,0,0]
[null,null,null,null,null,null,null,null,null,"1962-09-06",0,0,0,0,0]
[null,null,null,null,null,null,null,null,null,"1962-09-07",0,0,0,0,0]
[null,null,null,null,null,null,null,null,null,"1962-09-08",0,0,0,0,0]
[null,null,null,null,null,null,null,null,null,"1962-09-09",0,0,0,0,0]
[null,null,null,null,null,null,null,null,null,"1962-09-10",0,0,0,0,0]
[null,null,null,null,null,null,null,null,null,"1962-09-11",0,0,0,0,0]
[null,null,null,null,null,null,null,null,null,"1962-09-12",0,0,0,0,0]
[null,null,null,null,null,null,null,null,null,"1962-09-13",0,0,0,0,0]
[null,null,null,null,null,null,null,null,null,"1962-09-14",0,0,0,0,0]
[null,null,null,null,null,null,null,null,null,"1962-09-15",0,0,0,0,0]
[null,null,null,null,null,null,null,null,null,"1962-09-16",0,0,0,0,0]
[null,null,null,null,null,null,null,null,null,"1962-09-17",0,0,0,0,0]
[null,null,null,null,null,null,null,null,null,"1962-09-18",0,0,0,0,0]
[null,null,null,null,null,null,null,null,null,"1962-09-19",0,0,0,0,0]
[null,null,null,null,null,null,null,null,null,"1962-09-20",0,0,0,0,0]
[null,null,null,null,null,null,null,null,null,"1962-09-21",0,0,0,0,0]
[null,null,null,null,null,null,null,null,null,"1962-09-22",0,0,0,0,0]
[null,null,null,null,null,null,null,null,null,"1962-09-23",0,0,0,0,0]
[null,null,null,null,null,null,null,null,null,"1962-09-24",0,0,0,0,0]
[null,null,null,null,null,null,null,null,null,"1962-09-25",0,0,0,0,0]
[null,null,null,null,null,null,null,null,null,"1962-09-26",0,0,0,0,0]
[null,null,null,null,null,null,null,null,null,"1962-09-27",0,0,0,0,0]
[null,null,null,null,null,null,null,null,null,"1962-09-28",0,0,0,0,0]
[null,null,null,null,null,null,null,null,null,"1962-09-29",0,0,0,0,0]
[null,null,null,null,null,null,null,null,null,"1962-09-30",0,0,0,0,0]
[null,null,null,null,null,null,null,null,null,"1962-10-01",0,0,0,0,0]
[null,null,null,null,null,null,null,null,null,"1962-10-02",0,0,0,0,0]
[null,null,null,null,null,null,null,null,null,"1962-10-03",0,0,0,0,0]
[null,null,null,null,null,null,null,null,null,"1962-10-04",0,0,0,0,0]
[null,null,null,null,null,null,null,null,null,"1962-10-05",0,0,0,0,0]
[null,null,null,null,null,null,null,null,null,"1962-10-06",0,0,0,0,0]
[null,null,null,null,null,null,null,null,null,"1962-10-07",0,0,0,0,0]
[null,null,null,null,null,null,null,null,null,"1962-10-08",0,0,0,0,0]
[null,null,null,null,null,null,null,null,null,"1962-10-09",0,0,0,0,0]
[null,null,null,null,null,null,null,null,null,"1962-10-10",0,0,0,0,0]
[null,null,null,null,null,null,null,null,null,"1962-10-11",0,0,0,0,0]
[null,null,null,null,null,null,null,null,null,"1962-10-12",0,0,0,0,0]
[null,null,null,null,null,null,null,null,null,"1962-10-13",0,0,0,0,0]
[null,null,null,null,null,null,null,null,null,"1962-10-14",0,0,0,0,0]
[null,null,null,null,null,null,null,null,null,"1962-10-15",0,0,0,0,0]
[null,null,null,null,null,null,null,null,null,"1962-10-16",0,0,0,0,0]
[null,null,null,null,null,null,null,null,null,"1962-10-17",0,0,0,0,0]
[null,null,null,null,null,null,null,null,null,"1962-10-18",0,0,0,0,0]
[null,null,null,null,null,null,null,null,null,"1962-10-19",0,0,0,0,0]
[null,null,null,null,null,null,null,null,null,"1962-10-20",0,0,0,0,0]
[null,null,null,null,null,null,null,null,null,"1962-10-21",0,0,0,0,0]
[null,null,null,null,null,null,null,null,null,"1962-10-22",0,0,0,0,0]
[null,null,null,null,null,null,null,null,null,"1962-10-23",0,0,0,0,0]
[null,null,null,null,null,null,null,null,null,"1962-10-24",0,0,0,0,0]
[null,null,null,null,null,null,null,null,null,"1962-10-25",0,0,0,0,0]
[null,null,null,null,null,null,null,null,null,"1962-10-26",0,0,0,0,0]
[null,null,null,null,null,null,null,null,null,"1962-10-27",0,0,0,0,0]
[null,null,null,null,null,null,null,null,null,"1962-10-28",0,0,0,0,0]
[null,null,null,null,null,null,null,null,null,"1962-10-29",0,0,0,0,0]
[null,null,null,null,null,null,null,null,null,"1962-10-30",0,0,0,0,0]
[null,null,null,null,null,null,null,null,null,"1962-10-31",0,0,0,0,0]
[null,null,null,null,null,null,null,null,null,"1962-11-01",0,0,0,0,0]
[null,null,null,null,null,null,null,null,null,"1962-11-02",0,0,0,0,0]
[null,null,null,null,null,null,null,null,null,"1962-11-03",0,0,0,0,0]
[null,null,null,null,null,null,null,null,null,"1962-11-04",0,0,0,0,0]
[null,null,null,null,null,null,null,null,null,"1962-11-05",0,0,0,0,0]
[null,null,null,null,null,null,null,null,null,"1962-11-06",0,0,0,0,0]
[null,null,null,null,null,null,null,null,null,"1962-11-07",0,0,0,0,0]
[null,null,null,null,null,null,null,null,null,"1962-11-08",0,0,0,0,0]
[null,null,null,null,null,null,null,null,null,"1962-11-09",0,0,0,0,0]
[null,null,null,null,null,null,null,null,null,"1962-11-10",0,0,0,0,0]
[null,null,null,null,null,null,null,null,null,"1962-11-11",0,0,0,0,0]
[null,null,null,null,null,null,null,null,null,"1962-11-12",0,0,0,0,0]
[null,null,null,null,null,null,null,null,null,"1962-11-13",0,0,0,0,0]
[null,null,null,null,null,null,null,null,null,"1962-11-14",0,0,0,0,0]
[null,null,null,null,null,null,null,null,null,"1962-11-15",0,0,0,0,0]
[null,null,null,null,null,null,null,null,null,"1962-11-16",0,0,0,0,0]
[null,null,null,null,null,null,null,null,null,"1962-11-17",0,0,0,0,0]
[null,null,null,null,null,null,null,null,null,"1962-11-18",0,0,0,0,0]
[null,null,null,null,null,null,null,null,null,"1962-11-19",0,0,0,0,0]
[null,null,null,null,null,null,null,null,null,"1962-11-20",0,0,0,0,0]
[null,null,null,null,null,null,null,null,null,"1962-11-21",0,0,0,0,0]
[null,null,null,null,null,null,null,null,null,"1962-11-22",0,0,0,0,0]
[null,null,null,null,null,null,null,null,null,"1962-11-23",0,0,0,0,0]
[null,null,null,null,null,null,null,null,null,"1962-11-24",0,0,0,0,0]
[null,null,null,null,null,null,null,null,null,"1962-11-25",0,0,0,0,0]
[null,null,null,null,null,null,null,null,null,"1962-11-26",0,0,0,0,0]
[null,null,null,null,null,null,null,null,null,"1962-11-27",0,0,0,0,0]
[null,null,null,null,null,null,null,null,null,"1962-11-28",0,0,0,0,0]
[null,null,null,null,null,null,null,null,null,"1962-11-29",0,0,0,0,0]
[null,null,null,null,null,null,null,null,null,"1962-11-30",0,0,0,0,0]
[null,null,null,null,null,null,null,null,null,"1962-12-01",0,0,0,0,0]
[null,null,null,null,null,null,null,null,null,"1962-12-02",0,0,0,0,0]
[null,null,null,null,null,null,null,null,null,"1962-12-03",0,0,0,0,0]
[null,null,null,null,null,null,null,null,null,"1962-12-04",0,0,0,0,0]
[null,null,null,null,null,null,null,null,null,"1962-12-05",0,0,0,0,0]
[null,null,null,null,null,null,null,null,null,"1962-12-06",0,0,0,0,0]
[null,null,null,null,null,null,null,null,null,"1962-12-07",0,0,0,0,0]
[null,null,null,null,null,null,null,null,null,"1962-12-08",0,0,0,0,0]
[null,null,null,null,null,null,null,null,null,"1962-12-09",0,0,0,0,0]
[null,null,null,null,null,null,null,null,null,"1962-12-10",0,0,0,0,0]
[null,null,null,null,null,null,null,null,null,"1962-12-11",0,0,0,0,0]
[null,null,null,null,null,null,null,null,null,"1962-12-12",0,0,0,0,0]
[null,null,null,null,null,null,null,null,null,"1962-12-13",0,0,0,0,0]
[null,null,null,null,null,null,null,null,null,"1962-12-14",0,0,0,0,0]
[null,null,null,null,null,null,null,null,null,"1962-12-15",0,0,0,0,0]
[null,null,null,null,null,null,null,null,null,"1962-12-16",0,0,0,0,0]
[null,null,null,null,null,null,null,null,null,"1962-12-17",0,0,0,0,0]
[null,null,null,null,null,null,null,null,null,"1962-12-18",0,0,0,0,0]
[null,null,null,null,null,null,null,null,null,"1962-12-19",0,0,0,0,0]
[null,null,null,null,null,null,null,null,null,"1962-12-20",0,0,0,0,0]
[null,null,null,null,null,null,null,null,null,"1962-12-21",0,0,0,0,0]
[null,null,null,null,null,null,null,null,null,"1962-12-22",0,0,0,0,0]
[null,null,null,null,null,null,null,null,null,"1962-12-23",0,0,0,0,0]
[null,null,null,null,null,null,null,null,null,"1962-12-24",0,0,0,0,0]
[null,null,null,null,null,null,null,null,null,"1962-12-25",0,0,0,0,0]
[null,null,null,null,null,null,null,null,null,"1962-12-26",0,0,0,0,0]
[null,null,null,null,null,null,null,null,null,"1962-12-27",0,0,0,0,0]
[null,null,null,null,null,null,null,null,null,"1962-12-28",0,0,0,0,0]
[null,null,null,null,null,null,null,null,null,"1962-12-29",0,0,0,0,0]
[null,null,null,null,null,null,null,null,null,"1962-12-30",0,0,0,0,0]
[null,null,null,null,null,null,null,null,null,"1962-12-31",0,0,0,0,0]
[null,null,null,null,null,null,null,null,null,"1963-01-01",0,0,0,0,0]
[null,null,null,null,null,null,null,null,null,"1963-01-02",0,0,0,0,0]
[null,null,null,null,null,null,null,null,null,"1963-01-03",0,0,0,0,0]
[null,null,null,null,null,null,null,null,null,"1963-01-04",0,0,0,0,0]
[null,null,null,null,null,null,null,null,null,"1963-01-05",0,0,0,0,0]
[null,null,null,null,null,null,null,null,null,"1963-01-06",0,0,0,0,0]
[null,null,null,null,null,null,null,null,null,"1963-01-07",0,0,0,0,0]
[null,null,null,null,null,null,null,null,null,"1963-01-08",0,0,0,0,0]
[null,null,null,null,null,null,null,null,null,"1963-01-09",0,0,0,0,0]
[null,null,null,null,null,null,null,null,null,"1963-01-10",0,0,0,0,0]
[null,null,null,null,null,null,null,null,null,"1963-01-11",0,0,0,0,0]
[null,null,null,null,null,null,null,null,null,"1963-01-12",0,0,0,0,0]
[null,null,null,null,null,null,null,null,null,"1963-01-13",0,0,0,0,0]
[null,null,null,null,null,null,null,null,null,"1963-01-14",0,0,0,0,0]
[null,null,null,null,null,null,null,null,null,"1963-01-15",0,0,0,0,0]
[null,null,null,null,null,null,null,null,null,"1963-01-16",0,0,0,0,0]
[null,null,null,null,null,null,null,null,null,"1963-01-17",0,0,0,0,0]
[null,null,null,null,null,null,null,null,null,"1963-01-18",0,0,0,0,0]
[null,null,null,null,null,null,null,null,null,"1963-01-19",0,0,0,0,0]
[null,null,null,null,null,null,null,null,null,"1963-01-20",0,0,0,0,0]
[null,null,null,null,null,null,null,null,null,"1963-01-21",0,0,0,0,0]
[null,null,null,null,null,null,null,null,null,"1963-01-22",0,0,0,0,0]
[null,null,null,null,null,null,null,null,null,"1963-01-23",0,0,0,0,0]
[null,null,null,null,null,null,null,null,null,"1963-01-24",0,0,0,0,0]
[null,null,null,null,null,null,null,null,null,"1963-01-25",0,0,0,0,0]
[null,null,null,null,null,null,null,null,null,"1963-01-26",0,0,0,0,0]
[null,null,null,null,null,null,null,null,null,"1963-01-27",0,0,0,0,0]
[null,null,null,null,null,null,null,null,null,"1963-01-28",0,0,0,0,0]
[null,null,null,null,null,null,null,null,null,"1963-01-29",0,0,0,0,0]
[null,null,null,null,null,null,null,null,null,"1963-01-30",0,0,0,0,0]
[null,null,null,null,null,null,null,null,null,"1963-01-31",0,0,0,0,0]
[null,null,null,null,null,null,null,null,null,"1963-02-01",0,0,0,0,0]
[null,null,null,null,null,null,null,null,null,"1963-02-02",0,0,0,0,0]
[null,null,null,null,null,null,null,null,null,"1963-02-03",0,0,0,0,0]
[null,null,null,null,null,null,null,null,null,"1963-02-04",0,0,0,0,0]
[null,null,null,null,null,null,null,null,null,"1963-02-05",0,0,0,0,0]
[null,null,null,null,null,null,null,null,null,"1963-02-06",0,0,0,0,0]
[null,null,null,null,null,null,null,null,null,"1963-02-07",0,0,0,0,0]
[null,null,null,null,null,null,null,null,null,"1963-02-08",0,0,0,0,0]
[null,null,null,null,null,null,null,null,null,"1963-02-09",0,0,0,0,0]
[null,null,null,null,null,null,null,null,null,"1963-02-10",0,0,0,0,0]
[null,null,null,null,null,null,null,null,null,"1963-02-11",0,0,0,0,0]
[null,null,null,null,null,null,null,null,null,"1963-02-12",0,0,0,0,0]
[null,null,null,null,null,null,null,null,null,"1963-02-13",0,0,0,0,0]
[null,null,null,null,null,null,null,null,null,"1963-02-14",0,0,0,0,0]
[null,null,null,null,null,null,null,null,null,"1963-02-15",0,0,0,0,0]
[null,null,null,null,null,null,null,null,null,"1963-02-16",0,0,0,0,0]
[null,null,null,null,null,null,null,null,null,"1963-02-17",0,0,0,0,0]
[null,null,null,null,null,null,null,null,null,"1963-02-18",0,0,0,0,0]
[null,null,null,null,null,null,null,null,null,"1963-02-19",0,0,0,0,0]
[null,null,null,null,null,null,null,null,null,"1963-02-20",0,0,0,0,0]
[null,null,null,null,null,null,null,null,null,"1963-02-21",0,0,0,0,0]
[null,null,null,null,null,null,null,null,null,"1963-02-22",0,0,0,0,0]
[null,null,null,null,null,null,null,null,null,"1963-02-23",0,0,0,0,0]
[null,null,null,null,null,null,null,null,null,"1963-02-24",0,0,0,0,0]
[null,null,null,null,null,null,null,null,null,"1963-02-25",0,0,0,0,0]
[null,null,null,null,null,null,null,null,null,"1963-02-26",0,0,0,0,0]
[null,null,null,null,null,null,null,null,null,"1963-02-27",0,0,0,0,0]
[null,null,null,null,null,null,null,null,null,"1963-02-28",0,0,0,0,0]
[null,null,null,null,null,null,null,null,null,"1963-03-01",0,0,0,0,0]
[null,null,null,null,null,null,null,null,null,"1963-03-02",0,0,0,0,0]
[null,null,null,null,null,null,null,null,null,"1963-03-03",0,0,0,0,0]
[null,null,null,null,null,null,null,null,null,"1963-03-04",0,0,0,0,0]
[null,null,null,null,null,null,null,null,null,"1963-03-05",0,0,0,0,0]
[null,null,null,null,null,null,null,null,null,"1963-03-06",0,0,0,0,0]
[null,null,null,null,null,null,null,null,null,"1963-03-07",0,0,0,0,0]
[null,null,null,null,null,null,null,null,null,"1963-03-08",0,0,0,0,0]
[null,null,null,null,null,null,null,null,null,"1963-03-09",0,0,0,0,0]
[null,null,null,null,null,null,null,null,null,"1963-03-10",0,0,0,0,0]
[null,null,null,null,null,null,null,null,null,"1963-03-11",0,0,0,0,0]
[null,null,null,null,null,null,null,null,null,"1963-03-12",0,0,0,0,0]
[null,null,null,null,null,null,null,null,null,"1963-03-13",0,0,0,0,0]
[null,null,null,null,null,null,null,null,null,"1963-03-14",0,0,0,0,0]
[null,null,null,null,null,null,null,null,null,"1963-03-15",0,0,0,0,0]
[null,null,null,null,null,null,null,null,null,"1963-03-16",0,0,0,0,0]
[null,null,null,null,null,null,null,null,null,"1963-03-17",0,0,0,0,0]
[null,null,null,null,null,null,null,null,null,"1963-03-18",0,0,0,0,0]
[null,null,null,null,null,null,null,null,null,"1963-03-19",0,0,0,0,0]
[null,null,null,null,null,null,null,null,null,"1963-03-20",0,0,0,0,0]
[null,null,null,null,null,null,null,null,null,"1963-03-21",0,0,0,0,0]
[null,null,null,null,null,null,null,null,null,"1963-03-22",0,0,0,0,0]
[null,null,null,null,null,null,null,null,null,"1963-03-23",0,0,0,0,0]
[null,null,null,null,null,null,null,null,null,"1963-03-24",0,0,0,0,0]
[null,null,null,null,null,null,null,null,null,"1963-03-25",0,0,0,0,0]
[null,null,null,null,null,null,null,null,null,"1963-03-26",0,0,0,0,0]
[null,null,null,null,null,null,null,null,null,"1963-03-27",0,0,0,0,0]
[null,null,null,null,null,null,null,null,null,"1963-03-28",0,0,0,0,0]
[null,null,null,null,null,null,null,null,null,"1963-03-29",0,0,0,0,0]
[null,null,null,null,null,null,null,null,null,"1963-03-30",0,0,0,0,0]
[null,null,null,null,null,null,null,null,null,"1963-03-31",0,0,0,0,0]
[null,null,null,null,null,null,null,null,null,"1963-04-01",0,0,0,0,0]
[null,null,null,null,null,null,null,null,null,"1963-04-02",0,0,0,0,0]
[null,null,null,null,null,null,null,null,null,"1963-04-03",0,0,0,0,0]
[null,null,null,null,null,null,null,null,null,"1963-04-04",0,0,0,0,0]
[null,null,null,null,null,null,null,null,null,"1963-04-05",0,0,0,0,0]
[null,null,null,null,null,null,null,null,null,"1963-04-06",0,0,0,0,0]
[null,null,null,null,null,null,null,null,null,"1963-04-07",0,0,0,0,0]
[null,null,null,null,null,null,null,null,null,"1963-04-08",0,0,0,0,0]
[null,null,null,null,null,null,null,null,null,"1963-04-09",0,0,0,0,0]
[null,null,null,null,null,null,null,null,null,"1963-04-10",0,0,0,0,0]
[null,null,null,null,null,null,null,null,null,"1963-04-11",0,0,0,0,0]
[null,null,null,null,null,null,null,null,null,"1963-04-12",0,0,0,0,0]
[null,null,null,null,null,null,null,null,null,"1963-04-13",0,0,0,0,0]
[null,null,null,null,null,null,null,null,null,"1963-04-14",0,0,0,0,0]
[null,null,null,null,null,null,null,null,null,"1963-04-15",0,0,0,0,0]
[null,null,null,null,null,null,null,null,null,"1963-04-16",0,0,0,0,0]
[null,null,null,null,null,null,null,null,null,"1963-04-17",0,0,0,0,0]
[null,null,null,null,null,null,null,null,null,"1963-04-18",0,0,0,0,0]
[null,null,null,null,null,null,null,null,null,"1963-04-19",0,0,0,0,0]
[null,null,null,null,null,null,null,null,null,"1963-04-20",0,0,0,0,0]
[null,null,null,null,null,null,null,null,null,"1963-04-21",0,0,0,0,0]
[null,null,null,null,null,null,null,null,null,"1963-04-22",0,0,0,0,0]
[null,null,null,null,null,null,null,null,null,"1963-04-23",0,0,0,0,0]
[null,null,null,null,null,null,null,null,null,"1963-04-24",0,0,0,0,0]
[null,null,null,null,null,null,null,null,null,"1963-04-25",0,0,0,0,0]
[null,null,null,null,null,null,null,null,null,"1963-04-26",0,0,0,0,0]
[null,null,null,null,null,null,null,null,null,"1963-04-27",0,0,0,0,0]
[null,null,null,null,null,null,null,null,null,"1963-04-28",0,0,0,0,0]
[null,null,null,null,null,null,null,null,null,"1963-04-29",0,0,0,0,0]
[null,null,null,null,null,null,null,null,null,"1963-04-30",0,0,0,0,0]
[null,null,null,null,null,null,null,null,null,"1963-05-01",0,0,0,0,0]
[null,null,null,null,null,null,null,null,null,"1963-05-02",0,0,0,0,0]
[null,null,null,null,null,null,null,null,null,"1963-05-03",0,0,0,0,0]
[null,null,null,null,null,null,null,null,null,"1963-05-04",0,0,0,0,0]
[null,null,null,null,null,null,null,null,null,"1963-05-05",0,0,0,0,0]
[null,null,null,null,null,null,null,null,null,"1963-05-06",0,0,0,0,0]
[null,null,null,null,null,null,null,null,null,"1963-05-07",0,0,0,0,0]
[null,null,null,null,null,null,null,null,null,"1963-05-08",0,0,0,0,0]
[null,null,null,null,null,null,null,null,null,"1963-05-09",0,0,0,0,0]
[null,null,null,null,null,null,null,null,null,"1963-05-10",0,0,0,0,0]
[null,null,null,null,null,null,null,null,null,"1963-05-11",0,0,0,0,0]
[null,null,null,null,null,null,null,null,null,"1963-05-12",0,0,0,0,0]
[null,null,null,null,null,null,null,null,null,"1963-05-13",0,0,0,0,0]
[null,null,null,null,null,null,null,null,null,"1963-05-14",0,0,0,0,0]
[null,null,null,null,null,null,null,null,null,"1963-05-15",0,0,0,0,0]
[null,null,null,null,null,null,null,null,null,"1963-05-16",0,0,0,0,0]
[null,null,null,null,null,null,null,null,null,"1963-05-17",0,0,0,0,0]
[null,null,null,null,null,null,null,null,null,"1963-05-18",0,0,0,0,0]
[null,null,null,null,null,null,null,null,null,"1963-05-19",0,0,0,0,0]
[null,null,null,null,null,null,null,null,null,"1963-05-20",0,0,0,0,0]
[null,null,null,null,null,null,null,null,null,"1963-05-21",0,0,0,0,0]
[null,null,null,null,null,null,null,null,null,"1963-05-22",0,0,0,0,0]
[null,null,null,null,null,null,null,null,null,"1963-05-23",0,0,0,0,0]
[null,null,null,null,null,null,null,null,null,"1963-05-24",0,0,0,0,0]
[null,null,null,null,null,null,null,null,null,"1963-05-25",0,0,0,0,0]
[null,null,null,null,null,null,null,null,null,"1963-05-26",0,0,0,0,0]
[null,null,null,null,null,null,null,null,null,"1963-05-27",0,0,0,0,0]
[null,null,null,null,null,null,null,null,null,"1963-05-28",0,0,0,0,0]
[null,null,null,null,null,null,null,null,null,"1963-05-29",0,0,0,0,0]
[null,null,null,null,null,null,null,null,null,"1963-05-30",0,0,0,0,0]
[null,null,null,null,null,null,null,null,null,"1963-05-31",0,0,0,0,0]
[null,null,null,null,null,null,null,null,null,"1963-06-01",0,0,0,0,0]
[null,null,null,null,null,null,null,null,null,"1963-06-02",0,0,0,0,0]
[null,null,null,null,null,null,null,null,null,"1963-06-03",0,0,0,0,0]
[null,null,null,null,null,null,null,null,null,"1963-06-04",0,0,0,0,0]
[null,null,null,null,null,null,null,null,null,"1963-06-05",0,0,0,0,0]
[null,null,null,null,null,null,null,null,null,"1963-06-06",0,0,0,0,0]
[null,null,null,null,null,null,null,null,null,"1963-06-07",0,0,0,0,0]
[null,null,null,null,null,null,null,null,null,"1963-06-08",0,0,0,0,0]
[null,null,null,null,null,null,null,null,null,"1963-06-09",0,0,0,0,0]
[null,null,null,null,null,null,null,null,null,"1963-06-10",0,0,0,0,0]
[null,null,null,null,null,null,null,null,null,"1963-06-11",0,0,0,0,0]
[null,null,null,null,null,null,null,null,null,"1963-06-12",0,0,0,0,0]
[null,null,null,null,null,null,null,null,null,"1963-06-13",0,0,0,0,0]
[null,null,null,null,null,null,null,null,null,"1963-06-14",0,0,0,0,0]
[null,null,null,null,null,null,null,null,null,"1963-06-15",0,0,0,0,0]
[null,null,null,null,null,null,null,null,null,"1963-06-16",0,0,0,0,0]
[null,null,null,null,null,null,null,null,null,"1963-06-17",0,0,0,0,0]
[null,null,null,null,null,null,null,null,null,"1963-06-18",0,0,0,0,0]
[null,null,null,null,null,null,null,null,null,"1963-06-19",0,0,0,0,0]
[null,null,null,null,null,null,null,null,null,"1963-06-20",0,0,0,0,0]
[null,null,null,null,null,null,null,null,null,"1963-06-21",0,0,0,0,0]
[null,null,null,null,null,null,null,null,null,"1963-06-22",0,0,0,0,0]
[null,null,null,null,null,null,null,null,null,"1963-06-23",0,0,0,0,0]
[null,null,null,null,null,null,null,null,null,"1963-06-24",0,0,0,0,0]
[null,null,null,null,null,null,null,null,null,"1963-06-25",0,0,0,0,0]
[null,null,null,null,null,null,null,null,null,"1963-06-26",0,0,0,0,0]
[null,null,null,null,null,null,null,null,null,"1963-06-27",0,0,0,0,0]
[null,null,null,null,null,null,null,null,null,"1963-06-28",0,0,0,0,0]
[null,null,null,null,null,null,null,null,null,"1963-06-29",0,0,0,0,0]
[null,null,null,null,null,null,null,null,null,"1963-06-30",0,0,0,0,0]
[null,null,null,null,null,null,null,null,null,"1963-07-01",0,0,0,0,0]
[null,null,null,null,null,null,null,null,null,"1963-07-02",0,0,0,0,0]
[null,null,null,null,null,null,null,null,null,"1963-07-03",0,0,0,0,0]
[null,null,null,null,null,null,null,null,null,"1963-07-04",0,0,0,0,0]
[null,null,null,null,null,null,null,null,null,"1963-07-05",0,0,0,0,0]
[null,null,null,null,null,null,null,null,null,"1963-07-06",0,0,0,0,0]
[null,null,null,null,null,null,null,null,null,"1963-07-07",0,0,0,0,0]
[null,null,null,null,null,null,null,null,null,"1963-07-08",0,0,0,0,0]
[null,null,null,null,null,null,null,null,null,"1963-07-09",0,0,0,0,0]
[null,null,null,null,null,null,null,null,null,"1963-07-10",0,0,0,0,0]
[null,null,null,null,null,null,null,null,null,"1963-07-11",0,0,0,0,0]
[null,null,null,null,null,null,null,null,null,"1963-07-12",0,0,0,0,0]
[null,null,null,null,null,null,null,null,null,"1963-07-13",0,0,0,0,0]
[null,null,null,null,null,null,null,null,null,"1963-07-14",0,0,0,0,0]
[null,null,null,null,null,null,null,null,null,"1963-07-15",0,0,0,0,0]
[null,null,null,null,null,null,null,null,null,"1963-07-16",0,0,0,0,0]
[null,null,null,null,null,null,null,null,null,"1963-07-17",0,0,0,0,0]
[null,null,null,null,null,null,null,null,null,"1963-07-18",0,0,0,0,0]
[null,null,null,null,null,null,null,null,null,"1963-07-19",0,0,0,0,0]
[null,null,null,null,null,null,null,null,null,"1963-07-20",0,0,0,0,0]
[null,null,null,null,null,null,null,null,null,"1963-07-21",0,0,0,0,0]
[null,null,null,null,null,null,null,null,null,"1963-07-22",0,0,0,0,0]
[null,null,null,null,null,null,null,null,null,"1963-07-23",0,0,0,0,0]
[null,null,null,null,null,null,null,null,null,"1963-07-24",0,0,0,0,0]
[null,null,null,null,null,null,null,null,null,"1963-07-25",0,0,0,0,0]
[null,null,null,null,null,null,null,null,null,"1963-07-26",0,0,0,0,0]
[null,null,null,null,null,null,null,null,null,"1963-07-27",0,0,0,0,0]
[null,null,null,null,null,null,null,null,null,"1963-07-28",0,0,0,0,0]
[null,null,null,null,null,null,null,null,null,"1963-07-29",0,0,0,0,0]
[null,null,null,null,null,null,null,null,null,"1963-07-30",0,0,0,0,0]
[null,null,null,null,null,null,null,null,null,"1963-07-31",0,0,0,0,0]
[null,null,null,null,null,null,null,null,null,"1963-08-01",0,0,0,0,0]
[null,null,null,null,null,null,null,null,null,"1963-08-02",0,0,0,0,0]
[null,null,null,null,null,null,null,null,null,"1963-08-03",0,0,0,0,0]
[null,null,null,null,null,null,null,null,null,"1963-08-04",0,0,0,0,0]
[null,null,null,null,null,null,null,null,null,"1963-08-05",0,0,0,0,0]
[null,null,null,null,null,null,null,null,null,"1963-08-06",0,0,0,0,0]
[null,null,null,null,null,null,null,null,null,"1963-08-07",0,0,0,0,0]
[null,null,null,null,null,null,null,null,null,"1963-08-08",0,0,0,0,0]
[null,null,null,null,null,null,null,null,null,"1963-08-09",0,0,0,0,0]
[null,null,null,null,null,null,null,null,null,"1963-08-10",0,0,0,0,0]
[null,null,null,null,null,null,null,null,null,"1963-08-11",0,0,0,0,0]
[null,null,null,null,null,null,null,null,null,"1963-08-12",0,0,0,0,0]
[null,null,null,null,null,null,null,null,null,"1963-08-13",0,0,0,0,0]
[null,null,null,null,null,null,null,null,null,"1963-08-14",0,0,0,0,0]
[null,null,null,null,null,null,null,null,null,"1963-08-15",0,0,0,0,0]
[null,null,null,null,null,null,null,null,null,"1963-08-16",0,0,0,0,0]
[null,null,null,null,null,null,null,null,null,"1963-08-17",0,0,0,0,0]
[null,null,null,null,null,null,null,null,null,"1963-08-18",0,0,0,0,0]
[null,null,null,null,null,null,null,null,null,"1963-08-19",0,0,0,0,0]
[null,null,null,null,null,null,null,null,null,"1963-08-20",0,0,0,0,0]
[null,null,null,null,null,null,null,null,null,"1963-08-21",0,0,0,0,0]
[null,null,null,null,null,null,null,null,null,"1963-08-22",0,0,0,0,0]
[null,null,null,null,null,null,null,null,null,"1963-08-23",0,0,0,0,0]
[null,null,null,null,null,null,null,null,null,"1963-08-24",0,0,0,0,0]
[null,null,null,null,null,null,null,null,null,"1963-08-25",0,0,0,0,0]
[null,null,null,null,null,null,null,null,null,"1963-08-26",0,0,0,0,0]
[null,null,null,null,null,null,null,null,null,"1963-08-27",0,0,0,0,0]
[null,null,null,null,null,null,null,null,null,"1963-08-28",0,0,0,0,0]
[null,null,null,null,null,null,null,null,null,"1963-08-29",0,0,0,0,0]
[null,null,null,null,null,null,null,null,null,"1963-08-30",0,0,0,0,0]
[null,null,null,null,null,null,null,null,null,"1963-08-31",0,0,0,0,0]
[null,null,null,null,null,null,null,null,null,"1963-09-01",0,0,0,0,0]
[null,null,null,null,null,null,null,null,null,"1963-09-02",0,0,0,0,0]
[null,null,null,null,null,null,null,null,null,"1963-09-03",0,0,0,0,0]
[null,null,null,null,null,null,null,null,null,"1963-09-04",0,0,0,0,0]
[null,null,null,null,null,null,null,null,null,"1963-09-05",0,0,0,0,0]
[null,null,null,null,null,null,null,null,null,"1963-09-06",0,0,0,0,0]
[null,null,null,null,null,null,null,null,null,"1963-09-07",0,0,0,0,0]
[null,null,null,null,null,null,null,null,null,"1963-09-08",0,0,0,0,0]
[null,null,null,null,null,null,null,null,null,"1963-09-09",0,0,0,0,0]
[null,null,null,null,null,null,null,null,null,"1963-09-10",0,0,0,0,0]
[null,null,null,null,null,null,null,null,null,"1963-09-11",0,0,0,0,0]
[null,null,null,null,null,null,null,null,null,"1963-09-12",0,0,0,0,0]
[null,null,null,null,null,null,null,null,null,"1963-09-13",0,0,0,0,0]
[null,null,null,null,null,null,null,null,null,"1963-09-14",0,0,0,0,0]
[null,null,null,null,null,null,null,null,null,"1963-09-15",0,0,0,0,0]
[null,null,null,null,null,null,null,null,null,"1963-09-16",0,0,0,0,0]
[null,null,null,null,null,null,null,null,null,"1963-09-17",0,0,0,0,0]
[null,null,null,null,null,null,null,null,null,"1963-09-18",0,0,0,0,0]
[null,null,null,null,null,null,null,null,null,"1963-09-19",0,0,0,0,0]
[null,null,null,null,null,null,null,null,null,"1963-09-20",0,0,0,0,0]
[null,null,null,null,null,null,null,null,null,"1963-09-21",0,0,0,0,0]
[null,null,null,null,null,null,null,null,null,"1963-09-22",0,0,0,0,0]
[null,null,null,null,null,null,null,null,null,"1963-09-23",0,0,0,0,0]
[null,null,null,null,null,null,null,null,null,"1963-09-24",0,0,0,0,0]
[null,null,null,null,null,null,null,null,null,"1963-09-25",0,0,0,0,0]
[null,null,null,null,null,null,null,null,null,"1963-09-26",0,0,0,0,0]
[null,null,null,null,null,null,null,null,null,"1963-09-27",0,0,0,0,0]
[null,null,null,null,null,null,null,null,null,"1963-09-28",0,0,0,0,0]
[null,null,null,null,null,null,null,null,null,"1963-09-29",0,0,0,0,0]
[null,null,null,null,null,null,null,null,null,"1963-09-30",0,0,0,0,0]
[null,null,null,null,null,null,null,null,null,"1963-10-01",0,0,0,0,0]
[null,null,null,null,null,null,null,null,null,"1963-10-02",0,0,0,0,0]
[null,null,null,null,null,null,null,null,null,"1963-10-03",0,0,0,0,0]
[null,null,null,null,null,null,null,null,null,"1963-10-04",0,0,0,0,0]
[null,null,null,null,null,null,null,null,null,"1963-10-05",0,0,0,0,0]
[null,null,null,null,null,null,null,null,null,"1963-10-06",0,0,0,0,0]
[null,null,null,null,null,null,null,null,null,"1963-10-07",0,0,0,0,0]
[null,null,null,null,null,null,null,null,null,"1963-10-08",0,0,0,0,0]
[null,null,null,null,null,null,null,null,null,"1963-10-09",0,0,0,0,0]
[null,null,null,null,null,null,null,null,null,"1963-10-10",0,0,0,0,0]
[null,null,null,null,null,null,null,null,null,"1963-10-11",0,0,0,0,0]
[null,null,null,null,null,null,null,null,null,"1963-10-12",0,0,0,0,0]
[null,null,null,null,null,null,null,null,null,"1963-10-13",0,0,0,0,0]
[null,null,null,null,null,null,null,null,null,"1963-10-14",0,0,0,0,0]
[null,null,null,null,null,null,null,null,null,"1963-10-15",0,0,0,0,0]
[null,null,null,null,null,null,null,null,null,"1963-10-16",0,0,0,0,0]
[null,null,null,null,null,null,null,null,null,"1963-10-17",0,0,0,0,0]
[null,null,null,null,null,null,null,null,null,"1963-10-18",0,0,0,0,0]
[null,null,null,null,null,null,null,null,null,"1963-10-19",0,0,0,0,0]
[null,null,null,null,null,null,null,null,null,"1963-10-20",0,0,0,0,0]
[null,null,null,null,null,null,null,null,null,"1963-10-21",0,0,0,0,0]
[null,null,null,null,null,null,null,null,null,"1963-10-22",0,0,0,0,0]
[null,null,null,null,null,null,null,null,null,"1963-10-23",0,0,0,0,0]
[null,null,null,null,null,null,null,null,null,"1963-10-24",0,0,0,0,0]
[null,null,null,null,null,null,null,null,null,"1963-10-25",0,0,0,0,0]
[null,null,null,null,null,null,null,null,null,"1963-10-26",0,0,0,0,0]
[null,null,null,null,null,null,null,null,null,"1963-10-27",0,0,0,0,0]
[null,null,null,null,null,null,null,null,null,"1963-10-28",0,0,0,0,0]
[null,null,null,null,null,null,null,null,null,"1963-10-29",0,0,0,0,0]
[null,null,null,null,null,null,null,null,null,"1963-10-30",0,0,0,0,0]
[null,null,null,null,null,null,null,null,null,"1963-10-31",0,0,0,0,0]
[null,null,null,null,null,null,null,null,null,"1963-11-01",0,0,0,0,0]
[null,null,null,null,null,null,null,null,null,"1963-11-02",0,0,0,0,0]
[null,null,null,null,null,null,null,null,null,"1963-11-03",0,0,0,0,0]
[null,null,null,null,null,null,null,null,null,"1963-11-04",0,0,0,0,0]
[null,null,null,null,null,null,null,null,null,"1963-11-05",0,0,0,0,0]
[null,null,null,null,null,null,null,null,null,"1963-11-06",0,0,0,0,0]
[null,null,null,null,null,null,null,null,null,"1963-11-07",0,0,0,0,0]
[null,null,null,null,null,null,null,null,null,"1963-11-08",0,0,0,0,0]
[null,null,null,null,null,null,null,null,null,"1963-11-09",0,0,0,0,0]
[null,null,null,null,null,null,null,null,null,"1963-11-10",0,0,0,0,0]
[null,null,null,null,null,null,null,null,null,"1963-11-11",0,0,0,0,0]
[null,null,null,null,null,null,null,null,null,"1963-11-12",0,0,0,0,0]
[null,null,null,null,null,null,null,null,null,"1963-11-13",0,0,0,0,0]
[null,null,null,null,null,null,null,null,null,"1963-11-14",0,0,0,0,0]
[null,null,null,null,null,null,null,null,null,"1963-11-15",0,0,0,0,0]
[null,null,null,null,null,null,null,null,null,"1963-11-16",0,0,0,0,0]
[null,null,null,null,null,null,null,null,null,"1963-11-17",0,0,0,0,0]
[null,null,null,null,null,null,null,null,null,"1963-11-18",0,0,0,0,0]
[null,null,null,null,null,null,null,null,null,"1963-11-19",0,0,0,0,0]
[null,null,null,null,null,null,null,null,null,"1963-11-20",0,0,0,0,0]
[null,null,null,null,null,null,null,null,null,"1963-11-21",0,0,0,0,0]
[null,null,null,null,null,null,null,null,null,"1963-11-22",0,0,0,0,0]
[null,null,null,null,null,null,null,null,null,"1963-11-23",0,0,0,0,0]
[null,null,null,null,null,null,null,null,null,"1963-11-24",0,0,0,0,0]
[null,null,null,null,null,null,null,null,null,"1963-11-25",0,0,0,0,0]
[null,null,null,null,null,null,null,null,null,"1963-11-26",0,0,0,0,0]
[null,null,null,null,null,null,null,null,null,"1963-11-27",0,0,0,0,0]
[null,null,null,null,null,null,null,null,null,"1963-11-28",0,0,0,0,0]
[null,null,null,null,null,null,null,null,null,"1963-11-29",0,0,0,0,0]
[null,null,null,null,null,null,null,null,null,"1963-11-30",0,0,0,0,0]
[null,null,null,null,null,null,null,null,null,"1963-12-01",0,0,0,0,0]
[null,null,null,null,null,null,null,null,null,"1963-12-02",0,0,0,0,0]
[null,null,null,null,null,null,null,null,null,"1963-12-03",0,0,0,0,0]
[null,null,null,null,null,null,null,null,null,"1963-12-04",0,0,0,0,0]
[null,null,null,null,null,null,null,null,null,"1963-12-05",0,0,0,0,0]
[null,null,null,null,null,null,null,null,null,"1963-12-06",0,0,0,0,0]
[null,null,null,null,null,null,null,null,null,"1963-12-07",0,0,0,0,0]
[null,null,null,null,null,null,null,null,null,"1963-12-08",0,0,0,0,0]
[null,null,null,null,null,null,null,null,null,"1963-12-09",0,0,0,0,0]
[null,null,null,null,null,null,null,null,null,"1963-12-10",0,0,0,0,0]
[null,null,null,null,null,null,null,null,null,"1963-12-11",0,0,0,0,0]
[null,null,null,null,null,null,null,null,null,"1963-12-12",0,0,0,0,0]
[null,null,null,null,null,null,null,null,null,"1963-12-13",0,0,0,0,0]
[null,null,null,null,null,null,null,null,null,"1963-12-14",0,0,0,0,0]
[null,null,null,null,null,null,null,null,null,"1963-12-15",0,0,0,0,0]
[null,null,null,null,null,null,null,null,null,"1963-12-16",0,0,0,0,0]
[null,null,null,null,null,null,null,null,null,"1963-12-17",0,0,0,0,0]
[null,null,null,null,null,null,null,null,null,"1963-12-18",0,0,0,0,0]
[null,null,null,null,null,null,null,null,null,"1963-12-19",0,0,0,0,0]
[null,null,null,null,null,null,null,null,null,"1963-12-20",0,0,0,0,0]
[null,null,null,null,null,null,null,null,null,"1963-12-21",0,0,0,0,0]
[null,null,null,null,null,null,null,null,null,"1963-12-22",0,0,0,0,0]
[null,null,null,null,null,null,null,null,null,"1963-12-23",0,0,0,0,0]
[null,null,null,null,null,null,null,null,null,"1963-12-24",0,0,0,0,0]
[null,null,null,null,null,null,null,null,null,"1963-12-25",0,0,0,0,0]
[null,null,null,null,null,null,null,null,null,"1963-12-26",0,0,0,0,0]
[null,null,null,null,null,null,null,null,null,"1963-12-27",0,0,0,0,0]
[null,null,null,null,null,null,null,null,null,"1963-12-28",0,0,0,0,0]
[null,null,null,null,null,null,null,null,null,"1963-12-29",0,0,0,0,0]
[null,null,null,null,null,null,null,null,null,"1963-12-30",0,0,0,0,0]
[null,null,null,null,null,null,null,null,null,"1963-12-31",0,0,0,0,0]
[null,null,null,null,null,null,null,null,null,"1964-01-01",0,0,0,0,0]
[null,null,null,null,null,null,null,null,null,"1964-01-02",0,0,0,0,0]
[null,null,null,null,null,null,null,null,null,"1964-01-03",0,0,0,0,0]
[null,null,null,null,null,null,null,null,null,"1964-01-04",0,0,0,0,0]
[null,null,null,null,null,null,null,null,null,"1964-01-05",0,0,0,0,0]
[null,null,null,null,null,null,null,null,null,"1964-01-06",0,0,0,0,0]
[null,null,null,null,null,null,null,null,null,"1964-01-07",0,0,0,0,0]
[null,null,null,null,null,null,null,null,null,"1964-01-08",0,0,0,0,0]
[null,null,null,null,null,null,null,null,null,"1964-01-09",0,0,0,0,0]
[null,null,null,null,null,null,null,null,null,"1964-01-10",0,0,0,0,0]
[null,null,null,null,null,null,null,null,null,"1964-01-11",0,0,0,0,0]
[null,null,null,null,null,null,null,null,null,"1964-01-12",0,0,0,0,0]
[null,null,null,null,null,null,null,null,null,"1964-01-13",0,0,0,0,0]
[null,null,null,null,null,null,null,null,null,"1964-01-14",0,0,0,0,0]
[null,null,null,null,null,null,null,null,null,"1964-01-15",0,0,0,0,0]
[null,null,null,null,null,null,null,null,null,"1964-01-16",0,0,0,0,0]
[null,null,null,null,null,null,null,null,null,"1964-01-17",0,0,0,0,0]
[null,null,null,null,null,null,null,null,null,"1964-01-18",0,0,0,0,0]
[null,null,null,null,null,null,null,null,null,"1964-01-19",0,0,0,0,0]
[null,null,null,null,null,null,null,null,null,"1964-01-20",0,0,0,0,0]
[null,null,null,null,null,null,null,null,null,"1964-01-21",0,0,0,0,0]
[null,null,null,null,null,null,null,null,null,"1964-01-22",0,0,0,0,0]
[null,null,null,null,null,null,null,null,null,"1964-01-23",0,0,0,0,0]
[null,null,null,null,null,null,null,null,null,"1964-01-24",0,0,0,0,0]
[null,null,null,null,null,null,null,null,null,"1964-01-25",0,0,0,0,0]
[null,null,null,null,null,null,null,null,null,"1964-01-26",0,0,0,0,0]
[null,null,null,null,null,null,null,null,null,"1964-01-27",0,0,0,0,0]
[null,null,null,null,null,null,null,null,null,"1964-01-28",0,0,0,0,0]
[null,null,null,null,null,null,null,null,null,"1964-01-29",0,0,0,0,0]
[null,null,null,null,null,null,null,null,null,"1964-01-30",0,0,0,0,0]
[null,null,null,null,null,null,null,null,null,"1964-01-31",0,0,0,0,0]
[null,null,null,null,null,null,null,null,null,"1964-02-01",0,0,0,0,0]
[null,null,null,null,null,null,null,null,null,"1964-02-02",0,0,0,0,0]
[null,null,null,null,null,null,null,null,null,"1964-02-03",0,0,0,0,0]
[null,null,null,null,null,null,null,null,null,"1964-02-04",0,0,0,0,0]
[null,null,null,null,null,null,null,null,null,"1964-02-05",0,0,0,0,0]
[null,null,null,null,null,null,null,null,null,"1964-02-06",0,0,0,0,0]
[null,null,null,null,null,null,null,null,null,"1964-02-07",0,0,0,0,0]
[null,null,null,null,null,null,null,null,null,"1964-02-08",0,0,0,0,0]
[null,null,null,null,null,null,null,null,null,"1964-02-09",0,0,0,0,0]
[null,null,null,null,null,null,null,null,null,"1964-02-10",0,0,0,0,0]
[null,null,null,null,null,null,null,null,null,"1964-02-11",0,0,0,0,0]
[null,null,null,null,null,null,null,null,null,"1964-02-12",0,0,0,0,0]
[null,null,null,null,null,null,null,null,null,"1964-02-13",0,0,0,0,0]
[null,null,null,null,null,null,null,null,null,"1964-02-14",0,0,0,0,0]
[null,null,null,null,null,null,null,null,null,"1964-02-15",0,0,0,0,0]
[null,null,null,null,null,null,null,null,null,"1964-02-16",0,0,0,0,0]
[null,null,null,null,null,null,null,null,null,"1964-02-17",0,0,0,0,0]
[null,null,null,null,null,null,null,null,null,"1964-02-18",0,0,0,0,0]
[null,null,null,null,null,null,null,null,null,"1964-02-19",0,0,0,0,0]
[null,null,null,null,null,null,null,null,null,"1964-02-20",0,0,0,0,0]
[null,null,null,null,null,null,null,null,null,"1964-02-21",0,0,0,0,0]
[null,null,null,null,null,null,null,null,null,"1964-02-22",0,0,0,0,0]
[null,null,null,null,null,null,null,null,null,"1964-02-23",0,0,0,0,0]
[null,null,null,null,null,null,null,null,null,"1964-02-24",0,0,0,0,0]
[null,null,null,null,null,null,null,null,null,"1964-02-25",0,0,0,0,0]
[null,null,null,null,null,null,null,null,null,"1964-02-26",0,0,0,0,0]
[null,null,null,null,null,null,null,null,null,"1964-02-27",0,0,0,0,0]
[null,null,null,null,null,null,null,null,null,"1964-02-28",0,0,0,0,0]
[null,null,null,null,null,null,null,null,null,"1964-02-29",0,0,0,0,0]
[null,null,null,null,null,null,null,null,null,"1964-03-01",0,0,0,0,0]
[null,null,null,null,null,null,null,null,null,"1964-03-02",0,0,0,0,0]
[null,null,null,null,null,null,null,null,null,"1964-03-03",0,0,0,0,0]
[null,null,null,null,null,null,null,null,null,"1964-03-04",0,0,0,0,0]
[null,null,null,null,null,null,null,null,null,"1964-03-05",0,0,0,0,0]
[null,null,null,null,null,null,null,null,null,"1964-03-06",0,0,0,0,0]
[null,null,null,null,null,null,null,null,null,"1964-03-07",0,0,0,0,0]
[null,null,null,null,null,null,null,null,null,"1964-03-08",0,0,0,0,0]
[null,null,null,null,null,null,null,null,null,"1964-03-09",0,0,0,0,0]
[null,null,null,null,null,null,null,null,null,"1964-03-10",0,0,0,0,0]
[null,null,null,null,null,null,null,null,null,"1964-03-11",0,0,0,0,0]
[null,null,null,null,null,null,null,null,null,"1964-03-12",0,0,0,0,0]
[null,null,null,null,null,null,null,null,null,"1964-03-13",0,0,0,0,0]
[null,null,null,null,null,null,null,null,null,"1964-03-14",0,0,0,0,0]
[null,null,null,null,null,null,null,null,null,"1964-03-15",0,0,0,0,0]
[null,null,null,null,null,null,null,null,null,"1964-03-16",0,0,0,0,0]
[null,null,null,null,null,null,null,null,null,"1964-03-17",0,0,0,0,0]
[null,null,null,null,null,null,null,null,null,"1964-03-18",0,0,0,0,0]
[null,null,null,null,null,null,null,null,null,"1964-03-19",0,0,0,0,0]
[null,null,null,null,null,null,null,null,null,"1964-03-20",0,0,0,0,0]
[null,null,null,null,null,null,null,null,null,"1964-03-21",0,0,0,0,0]
[null,null,null,null,null,null,null,null,null,"1964-03-22",0,0,0,0,0]
[null,null,null,null,null,null,null,null,null,"1964-03-23",0,0,0,0,0]
[null,null,null,null,null,null,null,null,null,"1964-03-24",0,0,0,0,0]
[null,null,null,null,null,null,null,null,null,"1964-03-25",0,0,0,0,0]
[null,null,null,null,null,null,null,null,null,"1964-03-26",0,0,0,0,0]
[null,null,null,null,null,null,null,null,null,"1964-03-27",0,0,0,0,0]
[null,null,null,null,null,null,null,null,null,"1964-03-28",0,0,0,0,0]
[null,null,null,null,null,null,null,null,null,"1964-03-29",0,0,0,0,0]
[null,null,null,null,null,null,null,null,null,"1964-03-30",0,0,0,0,0]
[null,null,null,null,null,null,null,null,null,"1964-03-31",0,0,0,0,0]
[null,null,null,null,null,null,null,null,null,"1964-04-01",0,0,0,0,0]
[null,null,null,null,null,null,null,null,null,"1964-04-02",0,0,0,0,0]
[null,null,null,null,null,null,null,null,null,"1964-04-03",0,0,0,0,0]
[null,null,null,null,null,null,null,null,null,"1964-04-04",0,0,0,0,0]
[null,null,null,null,null,null,null,null,null,"1964-04-05",0,0,0,0,0]
[null,null,null,null,null,null,null,null,null,"1964-04-06",0,0,0,0,0]
[null,null,null,null,null,null,null,null,null,"1964-04-07",0,0,0,0,0]
[null,null,null,null,null,null,null,null,null,"1964-04-08",0,0,0,0,0]
[null,null,null,null,null,null,null,null,null,"1964-04-09",0,0,0,0,0]
[null,null,null,null,null,null,null,null,null,"1964-04-10",0,0,0,0,0]
[null,null,null,null,null,null,null,null,null,"1964-04-11",0,0,0,0,0]
[null,null,null,null,null,null,null,null,null,"1964-04-12",0,0,0,0,0]
[null,null,null,null,null,null,null,null,null,"1964-04-13",0,0,0,0,0]
[null,null,null,null,null,null,null,null,null,"1964-04-14",0,0,0,0,0]
[null,null,null,null,null,null,null,null,null,"1964-04-15",0,0,0,0,0]
[null,null,null,null,null,null,null,null,null,"1964-04-16",0,0,0,0,0]
[null,null,null,null,null,null,null,null,null,"1964-04-17",0,0,0,0,0]
[null,null,null,null,null,null,null,null,null,"1964-04-18",0,0,0,0,0]
[null,null,null,null,null,null,null,null,null,"1964-04-19",0,0,0,0,0]
[null,null,null,null,null,null,null,null,null,"1964-04-20",0,0,0,0,0]
[null,null,null,null,null,null,null,null,null,"1964-04-21",0,0,0,0,0]
[null,null,null,null,null,null,null,null,null,"1964-04-22",0,0,0,0,0]
[null,null,null,null,null,null,null,null,null,"1964-04-23",0,0,0,0,0]
[null,null,null,null,null,null,null,null,null,"1964-04-24",0,0,0,0,0]
[null,null,null,null,null,null,null,null,null,"1964-04-25",0,0,0,0,0]
[null,null,null,null,null,null,null,null,null,"1964-04-26",0,0,0,0,0]
[null,null,null,null,null,null,null,null,null,"1964-04-27",0,0,0,0,0]
[null,null,null,null,null,null,null,null,null,"1964-04-28",0,0,0,0,0]
[null,null,null,null,null,null,null,null,null,"1964-04-29",0,0,0,0,0]
[null,null,null,null,null,null,null,null,null,"1964-04-30",0,0,0,0,0]
[null,null,null,null,null,null,null,null,null,"1964-05-01",0,0,0,0,0]
[null,null,null,null,null,null,null,null,null,"1964-05-02",0,0,0,0,0]
[null,null,null,null,null,null,null,null,null,"1964-05-03",0,0,0,0,0]
[null,null,null,null,null,null,null,null,null,"1964-05-04",0,0,0,0,0]
[null,null,null,null,null,null,null,null,null,"1964-05-05",0,0,0,0,0]
[null,null,null,null,null,null,null,null,null,"1964-05-06",0,0,0,0,0]
[null,null,null,null,null,null,null,null,null,"1964-05-07",0,0,0,0,0]
[null,null,null,null,null,null,null,null,null,"1964-05-08",0,0,0,0,0]
[null,null,null,null,null,null,null,null,null,"1964-05-09",0,0,0,0,0]
[null,null,null,null,null,null,null,null,null,"1964-05-10",0,0,0,0,0]
[null,null,null,null,null,null,null,null,null,"1964-05-11",0,0,0,0,0]
[null,null,null,null,null,null,null,null,null,"1964-05-12",0,0,0,0,0]
[null,null,null,null,null,null,null,null,null,"1964-05-13",0,0,0,0,0]
[null,null,null,null,null,null,null,null,null,"1964-05-14",0,0,0,0,0]
[null,null,null,null,null,null,null,null,null,"1964-05-15",0,0,0,0,0]
[null,null,null,null,null,null,null,null,null,"1964-05-16",0,0,0,0,0]
[null,null,null,null,null,null,null,null,null,"1964-05-17",0,0,0,0,0]
[null,null,null,null,null,null,null,null,null,"1964-05-18",0,0,0,0,0]
[null,null,null,null,null,null,null,null,null,"1964-05-19",0,0,0,0,0]
[null,null,null,null,null,null,null,null,null,"1964-05-20",0,0,0,0,0]
[null,null,null,null,null,null,null,null,null,"1964-05-21",0,0,0,0,0]
[null,null,null,null,null,null,null,null,null,"1964-05-22",0,0,0,0,0]
[null,null,null,null,null,null,null,null,null,"1964-05-23",0,0,0,0,0]
[null,null,null,null,null,null,null,null,null,"1964-05-24",0,0,0,0,0]
[null,null,null,null,null,null,null,null,null,"1964-05-25",0,0,0,0,0]
[null,null,null,null,null,null,null,null,null,"1964-05-26",0,0,0,0,0]
[null,null,null,null,null,null,null,null,null,"1964-05-27",0,0,0,0,0]
[null,null,null,null,null,null,null,null,null,"1964-05-28",0,0,0,0,0]
[null,null,null,null,null,null,null,null,null,"1964-05-29",0,0,0,0,0]
[null,null,null,null,null,null,null,null,null,"1964-05-30",0,0,0,0,0]
[null,null,null,null,null,null,null,null,null,"1964-05-31",0,0,0,0,0]
[null,null,null,null,null,null,null,null,null,"1964-06-01",0,0,0,0,0]
[null,null,null,null,null,null,null,null,null,"1964-06-02",0,0,0,0,0]
[null,null,null,null,null,null,null,null,null,"1964-06-03",0,0,0,0,0]
[null,null,null,null,null,null,null,null,null,"1964-06-04",0,0,0,0,0]
[null,null,null,null,null,null,null,null,null,"1964-06-05",0,0,0,0,0]
[null,null,null,null,null,null,null,null,null,"1964-06-06",0,0,0,0,0]
[null,null,null,null,null,null,null,null,null,"1964-06-07",0,0,0,0,0]
[null,null,null,null,null,null,null,null,null,"1964-06-08",0,0,0,0,0]
[null,null,null,null,null,null,null,null,null,"1964-06-09",0,0,0,0,0]
[null,null,null,null,null,null,null,null,null,"1964-06-10",0,0,0,0,0]
[null,null,null,null,null,null,null,null,null,"1964-06-11",0,0,0,0,0]
[null,null,null,null,null,null,null,null,null,"1964-06-12",0,0,0,0,0]
[null,null,null,null,null,null,null,null,null,"1964-06-13",0,0,0,0,0]
[null,null,null,null,null,null,null,null,null,"1964-06-14",0,0,0,0,0]
[null,null,null,null,null,null,null,null,null,"1964-06-15",0,0,0,0,0]
[null,null,null,null,null,null,null,null,null,"1964-06-16",0,0,0,0,0]
[null,null,null,null,null,null,null,null,null,"1964-06-17",0,0,0,0,0]
[null,null,null,null,null,null,null,null,null,"1964-06-18",0,0,0,0,0]
[null,null,null,null,null,null,null,null,null,"1964-06-19",0,0,0,0,0]
[null,null,null,null,null,null,null,null,null,"1964-06-20",0,0,0,0,0]
[null,null,null,null,null,null,null,null,null,"1964-06-21",0,0,0,0,0]
[null,null,null,null,null,null,null,null,null,"1964-06-22",0,0,0,0,0]
[null,null,null,null,null,null,null,null,null,"1964-06-23",0,0,0,0,0]
[null,null,null,null,null,null,null,null,null,"1964-06-24",0,0,0,0,0]
[null,null,null,null,null,null,null,null,null,"1964-06-25",0,0,0,0,0]
[null,null,null,null,null,null,null,null,null,"1964-06-26",0,0,0,0,0]
[null,null,null,null,null,null,null,null,null,"1964-06-27",0,0,0,0,0]
[null,null,null,null,null,null,null,null,null,"1964-06-28",0,0,0,0,0]
[null,null,null,null,null,null,null,null,null,"1964-06-29",0,0,0,0,0]
[null,null,null,null,null,null,null,null,null,"1964-06-30",0,0,0,0,0]
[null,null,null,null,null,null,null,null,null,"1964-07-01",0,0,0,0,0]
[null,null,null,null,null,null,null,null,null,"1964-07-02",0,0,0,0,0]
[null,null,null,null,null,null,null,null,null,"1964-07-03",0,0,0,0,0]
[null,null,null,null,null,null,null,null,null,"1964-07-04",0,0,0,0,0]
[null,null,null,null,null,null,null,null,null,"1964-07-05",0,0,0,0,0]
[null,null,null,null,null,null,null,null,null,"1964-07-06",0,0,0,0,0]
[null,null,null,null,null,null,null,null,null,"1964-07-07",0,0,0,0,0]
[null,null,null,null,null,null,null,null,null,"1964-07-08",0,0,0,0,0]
[null,null,null,null,null,null,null,null,null,"1964-07-09",0,0,0,0,0]
[null,null,null,null,null,null,null,null,null,"1964-07-10",0,0,0,0,0]
[null,null,null,null,null,null,null,null,null,"1964-07-11",0,0,0,0,0]
[null,null,null,null,null,null,null,null,null,"1964-07-12",0,0,0,0,0]
[null,null,null,null,null,null,null,null,null,"1964-07-13",0,0,0,0,0]
[null,null,null,null,null,null,null,null,null,"1964-07-14",0,0,0,0,0]
[null,null,null,null,null,null,null,null,null,"1964-07-15",0,0,0,0,0]
[null,null,null,null,null,null,null,null,null,"1964-07-16",0,0,0,0,0]
[null,null,null,null,null,null,null,null,null,"1964-07-17",0,0,0,0,0]
[null,null,null,null,null,null,null,null,null,"1964-07-18",0,0,0,0,0]
[null,null,null,null,null,null,null,null,null,"1964-07-19",0,0,0,0,0]
[null,null,null,null,null,null,null,null,null,"1964-07-20",0,0,0,0,0]
[null,null,null,null,null,null,null,null,null,"1964-07-21",0,0,0,0,0]
[null,null,null,null,null,null,null,null,null,"1964-07-22",0,0,0,0,0]
[null,null,null,null,null,null,null,null,null,"1964-07-23",0,0,0,0,0]
[null,null,null,null,null,null,null,null,null,"1964-07-24",0,0,0,0,0]
[null,null,null,null,null,null,null,null,null,"1964-07-25",0,0,0,0,0]
[null,null,null,null,null,null,null,null,null,"1964-07-26",0,0,0,0,0]
[null,null,null,null,null,null,null,null,null,"1964-07-27",0,0,0,0,0]
[null,null,null,null,null,null,null,null,null,"1964-07-28",0,0,0,0,0]
[null,null,null,null,null,null,null,null,null,"1964-07-29",0,0,0,0,0]
[null,null,null,null,null,null,null,null,null,"1964-07-30",0,0,0,0,0]
[null,null,null,null,null,null,null,null,null,"1964-07-31",0,0,0,0,0]
[null,null,null,null,null,null,null,null,null,"1964-08-01",0,0,0,0,0]
[null,null,null,null,null,null,null,null,null,"1964-08-02",0,0,0,0,0]
[null,null,null,null,null,null,null,null,null,"1964-08-03",0,0,0,0,0]
[null,null,null,null,null,null,null,null,null,"1964-08-04",0,0,0,0,0]
[null,null,null,null,null,null,null,null,null,"1964-08-05",0,0,0,0,0]
[null,null,null,null,null,null,null,null,null,"1964-08-06",0,0,0,0,0]
[null,null,null,null,null,null,null,null,null,"1964-08-07",0,0,0,0,0]
[null,null,null,null,null,null,null,null,null,"1964-08-08",0,0,0,0,0]
[null,null,null,null,null,null,null,null,null,"1964-08-09",0,0,0,0,0]
[null,null,null,null,null,null,null,null,null,"1964-08-10",0,0,0,0,0]
[null,null,null,null,null,null,null,null,null,"1964-08-11",0,0,0,0,0]
[null,null,null,null,null,null,null,null,null,"1964-08-12",0,0,0,0,0]
[null,null,null,null,null,null,null,null,null,"1964-08-13",0,0,0,0,0]
[null,null,null,null,null,null,null,null,null,"1964-08-14",0,0,0,0,0]
[null,null,null,null,null,null,null,null,null,"1964-08-15",0,0,0,0,0]
[null,null,null,null,null,null,null,null,null,"1964-08-16",0,0,0,0,0]
[null,null,null,null,null,null,null,null,null,"1964-08-17",0,0,0,0,0]
[null,null,null,null,null,null,null,null,null,"1964-08-18",0,0,0,0,0]
[null,null,null,null,null,null,null,null,null,"1964-08-19",0,0,0,0,0]
[null,null,null,null,null,null,null,null,null,"1964-08-20",0,0,0,0,0]
[null,null,null,null,null,null,null,null,null,"1964-08-21",0,0,0,0,0]
[null,null,null,null,null,null,null,null,null,"1964-08-22",0,0,0,0,0]
[null,null,null,null,null,null,null,null,null,"1964-08-23",0,0,0,0,0]
[null,null,null,null,null,null,null,null,null,"1964-08-24",0,0,0,0,0]
[null,null,null,null,null,null,null,null,null,"1964-08-25",0,0,0,0,0]
[null,null,null,null,null,null,null,null,null,"1964-08-26",0,0,0,0,0]
[null,null,null,null,null,null,null,null,null,"1964-08-27",0,0,0,0,0]
[null,null,null,null,null,null,null,null,null,"1964-08-28",0,0,0,0,0]
[null,null,null,null,null,null,null,null,null,"1964-08-29",0,0,0,0,0]
[null,null,null,null,null,null,null,null,null,"1964-08-30",0,0,0,0,0]
[null,null,null,null,null,null,null,null,null,"1964-08-31",0,0,0,0,0]
[null,null,null,null,null,null,null,null,null,"1964-09-01",0,0,0,0,0]
[null,null,null,null,null,null,null,null,null,"1964-09-02",0,0,0,0,0]
[null,null,null,null,null,null,null,null,null,"1964-09-03",0,0,0,0,0]
[null,null,null,null,null,null,null,null,null,"1964-09-04",0,0,0,0,0]
[null,null,null,null,null,null,null,null,null,"1964-09-05",0,0,0,0,0]
[null,null,null,null,null,null,null,null,null,"1964-09-06",0,0,0,0,0]
[null,null,null,null,null,null,null,null,null,"1964-09-07",0,0,0,0,0]
[null,null,null,null,null,null,null,null,null,"1964-09-08",0,0,0,0,0]
[null,null,null,null,null,null,null,null,null,"1964-09-09",0,0,0,0,0]
[null,null,null,null,null,null,null,null,null,"1964-09-10",0,0,0,0,0]
[null,null,null,null,null,null,null,null,null,"1964-09-11",0,0,0,0,0]
[null,null,null,null,null,null,null,null,null,"1964-09-12",0,0,0,0,0]
[null,null,null,null,null,null,null,null,null,"1964-09-13",0,0,0,0,0]
[null,null,null,null,null,null,null,null,null,"1964-09-14",0,0,0,0,0]
[null,null,null,null,null,null,null,null,null,"1964-09-15",0,0,0,0,0]
[null,null,null,null,null,null,null,null,null,"1964-09-16",0,0,0,0,0]
[null,null,null,null,null,null,null,null,null,"1964-09-17",0,0,0,0,0]
[null,null,null,null,null,null,null,null,null,"1964-09-18",0,0,0,0,0]
[null,null,null,null,null,null,null,null,null,"1964-09-19",0,0,0,0,0]
[null,null,null,null,null,null,null,null,null,"1964-09-20",0,0,0,0,0]
[null,null,null,null,null,null,null,null,null,"1964-09-21",0,0,0,0,0]
[null,null,null,null,null,null,null,null,null,"1964-09-22",0,0,0,0,0]
[null,null,null,null,null,null,null,null,null,"1964-09-23",0,0,0,0,0]
[null,null,null,null,null,null,null,null,null,"1964-09-24",0,0,0,0,0]
[null,null,null,null,null,null,null,null,null,"1964-09-25",0,0,0,0,0]
[null,null,null,null,null,null,null,null,null,"1964-09-26",0,0,0,0,0]
[null,null,null,null,null,null,null,null,null,"1964-09-27",0,0,0,0,0]
[null,null,null,null,null,null,null,null,null,"1964-09-28",0,0,0,0,0]
[null,null,null,null,null,null,null,null,null,"1964-09-29",0,0,0,0,0]
[null,null,null,null,null,null,null,null,null,"1964-09-30",0,0,0,0,0]
[null,null,null,null,null,null,null,null,null,"1964-10-01",0,0,0,0,0]
[null,null,null,null,null,null,null,null,null,"1964-10-02",0,0,0,0,0]
[null,null,null,null,null,null,null,null,null,"1964-10-03",0,0,0,0,0]
[null,null,null,null,null,null,null,null,null,"1964-10-04",0,0,0,0,0]
[null,null,null,null,null,null,null,null,null,"1964-10-05",0,0,0,0,0]
[null,null,null,null,null,null,null,null,null,"1964-10-06",0,0,0,0,0]
[null,null,null,null,null,null,null,null,null,"1964-10-07",0,0,0,0,0]
[null,null,null,null,null,null,null,null,null,"1964-10-08",0,0,0,0,0]
[null,null,null,null,null,null,null,null,null,"1964-10-09",0,0,0,0,0]
[null,null,null,null,null,null,null,null,null,"1964-10-10",0,0,0,0,0]
[null,null,null,null,null,null,null,null,null,"1964-10-11",0,0,0,0,0]
[null,null,null,null,null,null,null,null,null,"1964-10-12",0,0,0,0,0]
[null,null,null,null,null,null,null,null,null,"1964-10-13",0,0,0,0,0]
[null,null,null,null,null,null,null,null,null,"1964-10-14",0,0,0,0,0]
[null,null,null,null,null,null,null,null,null,"1964-10-15",0,0,0,0,0]
[null,null,null,null,null,null,null,null,null,"1964-10-16",0,0,0,0,0]
[null,null,null,null,null,null,null,null,null,"1964-10-17",0,0,0,0,0]
[null,null,null,null,null,null,null,null,null,"1964-10-18",0,0,0,0,0]
[null,null,null,null,null,null,null,null,null,"1964-10-19",0,0,0,0,0]
[null,null,null,null,null,null,null,null,null,"1964-10-20",0,0,0,0,0]
[null,null,null,null,null,null,null,null,null,"1964-10-21",0,0,0,0,0]
[null,null,null,null,null,null,null,null,null,"1964-10-22",0,0,0,0,0]
[null,null,null,null,null,null,null,null,null,"1964-10-23",0,0,0,0,0]
[null,null,null,null,null,null,null,null,null,"1964-10-24",0,0,0,0,0]
[null,null,null,null,null,null,null,null,null,"1964-10-25",0,0,0,0,0]
[null,null,null,null,null,null,null,null,null,"1964-10-26",0,0,0,0,0]
[null,null,null,null,null,null,null,null,null,"1964-10-27",0,0,0,0,0]
[null,null,null,null,null,null,null,null,null,"1964-10-28",0,0,0,0,0]
[null,null,null,null,null,null,null,null,null,"1964-10-29",0,0,0,0,0]
[null,null,null,null,null,null,null,null,null,"1964-10-30",0,0,0,0,0]
[null,null,null,null,null,null,null,null,null,"1964-10-31",0,0,0,0,0]
[null,null,null,null,null,null,null,null,null,"1964-11-01",0,0,0,0,0]
[null,null,null,null,null,null,null,null,null,"1964-11-02",0,0,0,0,0]
[null,null,null,null,null,null,null,null,null,"1964-11-03",0,0,0,0,0]
[null,null,null,null,null,null,null,null,null,"1964-11-04",0,0,0,0,0]
[null,null,null,null,null,null,null,null,null,"1964-11-05",0,0,0,0,0]
[null,null,null,null,null,null,null,null,null,"1964-11-06",0,0,0,0,0]
[null,null,null,null,null,null,null,null,null,"1964-11-07",0,0,0,0,0]
[null,null,null,null,null,null,null,null,null,"1964-11-08",0,0,0,0,0]
[null,null,null,null,null,null,null,null,null,"1964-11-09",0,0,0,0,0]
[null,null,null,null,null,null,null,null,null,"1964-11-10",0,0,0,0,0]
[null,null,null,null,null,null,null,null,null,"1964-11-11",0,0,0,0,0]
[null,null,null,null,null,null,null,null,null,"1964-11-12",0,0,0,0,0]
[null,null,null,null,null,null,null,null,null,"1964-11-13",0,0,0,0,0]
[null,null,null,null,null,null,null,null,null,"1964-11-14",0,0,0,0,0]
[null,null,null,null,null,null,null,null,null,"1964-11-15",0,0,0,0,0]
[null,null,null,null,null,null,null,null,null,"1964-11-16",0,0,0,0,0]
[null,null,null,null,null,null,null,null,null,"1964-11-17",0,0,0,0,0]
[null,null,null,null,null,null,null,null,null,"1964-11-18",0,0,0,0,0]
[null,null,null,null,null,null,null,null,null,"1964-11-19",0,0,0,0,0]
[null,null,null,null,null,null,null,null,null,"1964-11-20",0,0,0,0,0]
[null,null,null,null,null,null,null,null,null,"1964-11-21",0,0,0,0,0]
[null,null,null,null,null,null,null,null,null,"1964-11-22",0,0,0,0,0]
[null,null,null,null,null,null,null,null,null,"1964-11-23",0,0,0,0,0]
[null,null,null,null,null,null,null,null,null,"1964-11-24",0,0,0,0,0]
[null,null,null,null,null,null,null,null,null,"1964-11-25",0,0,0,0,0]
[null,null,null,null,null,null,null,null,null,"1964-11-26",0,0,0,0,0]
[null,null,null,null,null,null,null,null,null,"1964-11-27",0,0,0,0,0]
[null,null,null,null,null,null,null,null,null,"1964-11-28",0,0,0,0,0]
[null,null,null,null,null,null,null,null,null,"1964-11-29",0,0,0,0,0]
[null,null,null,null,null,null,null,null,null,"1964-11-30",0,0,0,0,0]
[null,null,null,null,null,null,null,null,null,"1964-12-01",0,0,0,0,0]
[null,null,null,null,null,null,null,null,null,"1964-12-02",0,0,0,0,0]
[null,null,null,null,null,null,null,null,null,"1964-12-03",0,0,0,0,0]
[null,null,null,null,null,null,null,null,null,"1964-12-04",0,0,0,0,0]
[null,null,null,null,null,null,null,null,null,"1964-12-05",0,0,0,0,0]
[null,null,null,null,null,null,null,null,null,"1964-12-06",0,0,0,0,0]
[null,null,null,null,null,null,null,null,null,"1964-12-07",0,0,0,0,0]
[null,null,null,null,null,null,null,null,null,"1964-12-08",0,0,0,0,0]
[null,null,null,null,null,null,null,null,null,"1964-12-09",0,0,0,0,0]
[null,null,null,null,null,null,null,null,null,"1964-12-10",0,0,0,0,0]
[null,null,null,null,null,null,null,null,null,"1964-12-11",0,0,0,0,0]
[null,null,null,null,null,null,null,null,null,"1964-12-12",0,0,0,0,0]
[null,null,null,null,null,null,null,null,null,"1964-12-13",0,0,0,0,0]
[null,null,null,null,null,null,null,null,null,"1964-12-14",0,0,0,0,0]
[null,null,null,null,null,null,null,null,null,"1964-12-15",0,0,0,0,0]
[null,null,null,null,null,null,null,null,null,"1964-12-16",0,0,0,0,0]
[null,null,null,null,null,null,null,null,null,"1964-12-17",0,0,0,0,0]
[null,null,null,null,null,null,null,null,null,"1964-12-18",0,0,0,0,0]
[null,null,null,null,null,null,null,null,null,"1964-12-19",0,0,0,0,0]
[null,null,null,null,null,null,null,null,null,"1964-12-20",0,0,0,0,0]
[null,null,null,null,null,null,null,null,null,"1964-12-21",0,0,0,0,0]
[null,null,null,null,null,null,null,null,null,"1964-12-22",0,0,0,0,0]
[null,null,null,null,null,null,null,null,null,"1964-12-23",0,0,0,0,0]
[null,null,null,null,null,null,null,null,null,"1964-12-24",0,0,0,0,0]
[null,null,null,null,null,null,null,null,null,"1964-12-25",0,0,0,0,0]
[null,null,null,null,null,null,null,null,null,"1964-12-26",0,0,0,0,0]
[null,null,null,null,null,null,null,null,null,"1964-12-27",0,0,0,0,0]
[null,null,null,null,null,null,null,null,null,"1964-12-28",0,0,0,0,0]
[null,null,null,null,null,null,null,null,null,"1964-12-29",0,0,0,0,0]
[null,null,null,null,null,null,null,null,null,"1964-12-30",0,0,0,0,0]
[null,null,null,null,null,null,null,null,null,"1964-12-31",0,0,0,0,0]
[null,null,null,null,null,null,null,null,null,"1965-01-01",0,0,0,0,0]
[null,null,null,null,null,null,null,null,null,"1965-01-02",0,0,0,0,0]
[null,null,null,null,null,null,null,null,null,"1965-01-03",0,0,0,0,0]
[null,null,null,null,null,null,null,null,null,"1965-01-04",0,0,0,0,0]
[null,null,null,null,null,null,null,null,null,"1965-01-05",0,0,0,0,0]
[null,null,null,null,null,null,null,null,null,"1965-01-06",0,0,0,0,0]
[null,null,null,null,null,null,null,null,null,"1965-01-07",0,0,0,0,0]
[null,null,null,null,null,null,null,null,null,"1965-01-08",0,0,0,0,0]
[null,null,null,null,null,null,null,null,null,"1965-01-09",0,0,0,0,0]
[null,null,null,null,null,null,null,null,null,"1965-01-10",0,0,0,0,0]
[null,null,null,null,null,null,null,null,null,"1965-01-11",0,0,0,0,0]
[null,null,null,null,null,null,null,null,null,"1965-01-12",0,0,0,0,0]
[null,null,null,null,null,null,null,null,null,"1965-01-13",0,0,0,0,0]
[null,null,null,null,null,null,null,null,null,"1965-01-14",0,0,0,0,0]
[null,null,null,null,null,null,null,null,null,"1965-01-15",0,0,0,0,0]
[null,null,null,null,null,null,null,null,null,"1965-01-16",0,0,0,0,0]
[null,null,null,null,null,null,null,null,null,"1965-01-17",0,0,0,0,0]
[null,null,null,null,null,null,null,null,null,"1965-01-18",0,0,0,0,0]
[null,null,null,null,null,null,null,null,null,"1965-01-19",0,0,0,0,0]
[null,null,null,null,null,null,null,null,null,"1965-01-20",0,0,0,0,0]
[null,null,null,null,null,null,null,null,null,"1965-01-21",0,0,0,0,0]
[null,null,null,null,null,null,null,null,null,"1965-01-22",0,0,0,0,0]
[null,null,null,null,null,null,null,null,null,"1965-01-23",0,0,0,0,0]
[null,null,null,null,null,null,null,null,null,"1965-01-24",0,0,0,0,0]
[null,null,null,null,null,null,null,null,null,"1965-01-25",0,0,0,0,0]
[null,null,null,null,null,null,null,null,null,"1965-01-26",0,0,0,0,0]
[null,null,null,null,null,null,null,null,null,"1965-01-27",0,0,0,0,0]
[null,null,null,null,null,null,null,null,null,"1965-01-28",0,0,0,0,0]
[null,null,null,null,null,null,null,null,null,"1965-01-29",0,0,0,0,0]
[null,null,null,null,null,null,null,null,null,"1965-01-30",0,0,0,0,0]
[null,null,null,null,null,null,null,null,null,"1965-01-31",0,0,0,0,0]
[null,null,null,null,null,null,null,null,null,"1965-02-01",0,0,0,0,0]
[null,null,null,null,null,null,null,null,null,"1965-02-02",0,0,0,0,0]
[null,null,null,null,null,null,null,null,null,"1965-02-03",0,0,0,0,0]
[null,null,null,null,null,null,null,null,null,"1965-02-04",0,0,0,0,0]
[null,null,null,null,null,null,null,null,null,"1965-02-05",0,0,0,0,0]
[null,null,null,null,null,null,null,null,null,"1965-02-06",0,0,0,0,0]
[null,null,null,null,null,null,null,null,null,"1965-02-07",0,0,0,0,0]
[null,null,null,null,null,null,null,null,null,"1965-02-08",0,0,0,0,0]
[null,null,null,null,null,null,null,null,null,"1965-02-09",0,0,0,0,0]
[null,null,null,null,null,null,null,null,null,"1965-02-10",0,0,0,0,0]
[null,null,null,null,null,null,null,null,null,"1965-02-11",0,0,0,0,0]
[null,null,null,null,null,null,null,null,null,"1965-02-12",0,0,0,0,0]
[null,null,null,null,null,null,null,null,null,"1965-02-13",0,0,0,0,0]
[null,null,null,null,null,null,null,null,null,"1965-02-14",0,0,0,0,0]
[null,null,null,null,null,null,null,null,null,"1965-02-15",0,0,0,0,0]
[null,null,null,null,null,null,null,null,null,"1965-02-16",0,0,0,0,0]
[null,null,null,null,null,null,null,null,null,"1965-02-17",0,0,0,0,0]
[null,null,null,null,null,null,null,null,null,"1965-02-18",0,0,0,0,0]
[null,null,null,null,null,null,null,null,null,"1965-02-19",0,0,0,0,0]
[null,null,null,null,null,null,null,null,null,"1965-02-20",0,0,0,0,0]
[null,null,null,null,null,null,null,null,null,"1965-02-21",0,0,0,0,0]
[null,null,null,null,null,null,null,null,null,"1965-02-22",0,0,0,0,0]
[null,null,null,null,null,null,null,null,null,"1965-02-23",0,0,0,0,0]
[null,null,null,null,null,null,null,null,null,"1965-02-24",0,0,0,0,0]
[null,null,null,null,null,null,null,null,null,"1965-02-25",0,0,0,0,0]
[null,null,null,null,null,null,null,null,null,"1965-02-26",0,0,0,0,0]
[null,null,null,null,null,null,null,null,null,"1965-02-27",0,0,0,0,0]
[null,null,null,null,null,null,null,null,null,"1965-02-28",0,0,0,0,0]
[null,null,null,null,null,null,null,null,null,"1965-03-01",0,0,0,0,0]
[null,null,null,null,null,null,null,null,null,"1965-03-02",0,0,0,0,0]
[null,null,null,null,null,null,null,null,null,"1965-03-03",0,0,0,0,0]
[null,null,null,null,null,null,null,null,null,"1965-03-04",0,0,0,0,0]
[null,null,null,null,null,null,null,null,null,"1965-03-05",0,0,0,0,0]
[null,null,null,null,null,null,null,null,null,"1965-03-06",0,0,0,0,0]
[null,null,null,null,null,null,null,null,null,"1965-03-07",0,0,0,0,0]
[null,null,null,null,null,null,null,null,null,"1965-03-08",0,0,0,0,0]
[null,null,null,null,null,null,null,null,null,"1965-03-09",0,0,0,0,0]
[null,null,null,null,null,null,null,null,null,"1965-03-10",0,0,0,0,0]
[null,null,null,null,null,null,null,null,null,"1965-03-11",0,0,0,0,0]
[null,null,null,null,null,null,null,null,null,"1965-03-12",0,0,0,0,0]
[null,null,null,null,null,null,null,null,null,"1965-03-13",0,0,0,0,0]
[null,null,null,null,null,null,null,null,null,"1965-03-14",0,0,0,0,0]
[null,null,null,null,null,null,null,null,null,"1965-03-15",0,0,0,0,0]
[null,null,null,null,null,null,null,null,null,"1965-03-16",0,0,0,0,0]
[null,null,null,null,null,null,null,null,null,"1965-03-17",0,0,0,0,0]
[null,null,null,null,null,null,null,null,null,"1965-03-18",0,0,0,0,0]
[null,null,null,null,null,null,null,null,null,"1965-03-19",0,0,0,0,0]
[null,null,null,null,null,null,null,null,null,"1965-03-20",0,0,0,0,0]
[null,null,null,null,null,null,null,null,null,"1965-03-21",0,0,0,0,0]
[null,null,null,null,null,null,null,null,null,"1965-03-22",0,0,0,0,0]
[null,null,null,null,null,null,null,null,null,"1965-03-23",0,0,0,0,0]
[null,null,null,null,null,null,null,null,null,"1965-03-24",0,0,0,0,0]
[null,null,null,null,null,null,null,null,null,"1965-03-25",0,0,0,0,0]
[null,null,null,null,null,null,null,null,null,"1965-03-26",0,0,0,0,0]
[null,null,null,null,null,null,null,null,null,"1965-03-27",0,0,0,0,0]
[null,null,null,null,null,null,null,null,null,"1965-03-28",0,0,0,0,0]
[null,null,null,null,null,null,null,null,null,"1965-03-29",0,0,0,0,0]
[null,null,null,null,null,null,null,null,null,"1965-03-30",0,0,0,0,0]
[null,null,null,null,null,null,null,null,null,"1965-03-31",0,0,0,0,0]
[null,null,null,null,null,null,null,null,null,"1965-04-01",0,0,0,0,0]
[null,null,null,null,null,null,null,null,null,"1965-04-02",0,0,0,0,0]
[null,null,null,null,null,null,null,null,null,"1965-04-03",0,0,0,0,0]
[null,null,null,null,null,null,null,null,null,"1965-04-04",0,0,0,0,0]
[null,null,null,null,null,null,null,null,null,"1965-04-05",0,0,0,0,0]
[null,null,null,null,null,null,null,null,null,"1965-04-06",0,0,0,0,0]
[null,null,null,null,null,null,null,null,null,"1965-04-07",0,0,0,0,0]
[null,null,null,null,null,null,null,null,null,"1965-04-08",0,0,0,0,0]
[null,null,null,null,null,null,null,null,null,"1965-04-09",0,0,0,0,0]
[null,null,null,null,null,null,null,null,null,"1965-04-10",0,0,0,0,0]
[null,null,null,null,null,null,null,null,null,"1965-04-11",0,0,0,0,0]
[null,null,null,null,null,null,null,null,null,"1965-04-12",0,0,0,0,0]
[null,null,null,null,null,null,null,null,null,"1965-04-13",0,0,0,0,0]
[null,null,null,null,null,null,null,null,null,"1965-04-14",0,0,0,0,0]
[null,null,null,null,null,null,null,null,null,"1965-04-15",0,0,0,0,0]
[null,null,null,null,null,null,null,null,null,"1965-04-16",0,0,0,0,0]
[null,null,null,null,null,null,null,null,null,"1965-04-17",0,0,0,0,0]
[null,null,null,null,null,null,null,null,null,"1965-04-18",0,0,0,0,0]
[null,null,null,null,null,null,null,null,null,"1965-04-19",0,0,0,0,0]
[null,null,null,null,null,null,null,null,null,"1965-04-20",0,0,0,0,0]
[null,null,null,null,null,null,null,null,null,"1965-04-21",0,0,0,0,0]
[null,null,null,null,null,null,null,null,null,"1965-04-22",0,0,0,0,0]
[null,null,null,null,null,null,null,null,null,"1965-04-23",0,0,0,0,0]
[null,null,null,null,null,null,null,null,null,"1965-04-24",0,0,0,0,0]
[null,null,null,null,null,null,null,null,null,"1965-04-25",0,0,0,0,0]
[null,null,null,null,null,null,null,null,null,"1965-04-26",0,0,0,0,0]
[null,null,null,null,null,null,null,null,null,"1965-04-27",0,0,0,0,0]
[null,null,null,null,null,null,null,null,null,"1965-04-28",0,0,0,0,0]
[null,null,null,null,null,null,null,null,null,"1965-04-29",0,0,0,0,0]
[null,null,null,null,null,null,null,null,null,"1965-04-30",0,0,0,0,0]
[null,null,null,null,null,null,null,null,null,"1965-05-01",0,0,0,0,0]
[null,null,null,null,null,null,null,null,null,"1965-05-02",0,0,0,0,0]
[null,null,null,null,null,null,null,null,null,"1965-05-03",0,0,0,0,0]
[null,null,null,null,null,null,null,null,null,"1965-05-04",0,0,0,0,0]
[null,null,null,null,null,null,null,null,null,"1965-05-05",0,0,0,0,0]
[null,null,null,null,null,null,null,null,null,"1965-05-06",0,0,0,0,0]
[null,null,null,null,null,null,null,null,null,"1965-05-07",0,0,0,0,0]
[null,null,null,null,null,null,null,null,null,"1965-05-08",0,0,0,0,0]
[null,null,null,null,null,null,null,null,null,"1965-05-09",0,0,0,0,0]
[null,null,null,null,null,null,null,null,null,"1965-05-10",0,0,0,0,0]
[null,null,null,null,null,null,null,null,null,"1965-05-11",0,0,0,0,0]
[null,null,null,null,null,null,null,null,null,"1965-05-12",0,0,0,0,0]
[null,null,null,null,null,null,null,null,null,"1965-05-13",0,0,0,0,0]
[null,null,null,null,null,null,null,null,null,"1965-05-14",0,0,0,0,0]
[null,null,null,null,null,null,null,null,null,"1965-05-15",0,0,0,0,0]
[null,null,null,null,null,null,null,null,null,"1965-05-16",0,0,0,0,0]
[null,null,null,null,null,null,null,null,null,"1965-05-17",0,0,0,0,0]
[null,null,null,null,null,null,null,null,null,"1965-05-18",0,0,0,0,0]
[null,null,null,null,null,null,null,null,null,"1965-05-19",0,0,0,0,0]
[null,null,null,null,null,null,null,null,null,"1965-05-20",0,0,0,0,0]
[null,null,null,null,null,null,null,null,null,"1965-05-21",0,0,0,0,0]
[null,null,null,null,null,null,null,null,null,"1965-05-22",0,0,0,0,0]
[null,null,null,null,null,null,null,null,null,"1965-05-23",0,0,0,0,0]
[null,null,null,null,null,null,null,null,null,"1965-05-24",0,0,0,0,0]
[null,null,null,null,null,null,null,null,null,"1965-05-25",0,0,0,0,0]
[null,null,null,null,null,null,null,null,null,"1965-05-26",0,0,0,0,0]
[null,null,null,null,null,null,null,null,null,"1965-05-27",0,0,0,0,0]
[null,null,null,null,null,null,null,null,null,"1965-05-28",0,0,0,0,0]
[null,null,null,null,null,null,null,null,null,"1965-05-29",0,0,0,0,0]
[null,null,null,null,null,null,null,null,null,"1965-05-30",0,0,0,0,0]
[null,null,null,null,null,null,null,null,null,"1965-05-31",0,0,0,0,0]
[null,null,null,null,null,null,null,null,null,"1965-06-01",0,0,0,0,0]
[null,null,null,null,null,null,null,null,null,"1965-06-02",0,0,0,0,0]
[null,null,null,null,null,null,null,null,null,"1965-06-03",0,0,0,0,0]
[null,null,null,null,null,null,null,null,null,"1965-06-04",0,0,0,0,0]
[null,null,null,null,null,null,null,null,null,"1965-06-05",0,0,0,0,0]
[null,null,null,null,null,null,null,null,null,"1965-06-06",0,0,0,0,0]
[null,null,null,null,null,null,null,null,null,"1965-06-07",0,0,0,0,0]
[null,null,null,null,null,null,null,null,null,"1965-06-08",0,0,0,0,0]
[null,null,null,null,null,null,null,null,null,"1965-06-09",0,0,0,0,0]
[null,null,null,null,null,null,null,null,null,"1965-06-10",0,0,0,0,0]
[null,null,null,null,null,null,null,null,null,"1965-06-11",0,0,0,0,0]
[null,null,null,null,null,null,null,null,null,"1965-06-12",0,0,0,0,0]
[null,null,null,null,null,null,null,null,null,"1965-06-13",0,0,0,0,0]
[null,null,null,null,null,null,null,null,null,"1965-06-14",0,0,0,0,0]
[null,null,null,null,null,null,null,null,null,"1965-06-15",0,0,0,0,0]
[null,null,null,null,null,null,null,null,null,"1965-06-16",0,0,0,0,0]
[null,null,null,null,null,null,null,null,null,"1965-06-17",0,0,0,0,0]
[null,null,null,null,null,null,null,null,null,"1965-06-18",0,0,0,0,0]
[null,null,null,null,null,null,null,null,null,"1965-06-19",0,0,0,0,0]
[null,null,null,null,null,null,null,null,null,"1965-06-21",0,0,0,0,0]
[null,null,null,null,null,null,null,null,null,"1965-06-30",0,0,0,0,0]
[null,null,null,null,null,null,null,null,null,"1965-07-09",0,0,0,0,0]
[null,null,null,null,null,null,null,null,null,"1965-07-18",0,0,0,0,0]
[null,null,null,null,null,null,null,null,null,"1965-07-27",0,0,0,0,0]
[null,null,null,null,null,null,null,null,null,"1965-08-05",0,0,0,0,0]
[null,null,null,null,null,null,null,null,null,"1965-08-14",0,0,0,0,0]
[null,null,null,null,null,null,null,null,null,"1965-08-15",0,0,0,0,0]
[null,null,null,null,null,null,null,null,null,"1965-08-24",0,0,0,0,0]
[null,null,null,null,null,null,null,null,null,"1965-09-02",0,0,0,0,0]
[null,null,null,null,null,null,null,null,null,"1965-09-11",0,0,0,0,0]
[null,null,null,null,null,null,null,null,null,"1965-09-20",0,0,0,0,0]
[null,null,null,null,null,null,null,null,null,"1965-09-29",0,0,0,0,0]
[null,null,null,null,null,null,null,null,null,"1965-10-08",0,0,0,0,0]
[null,null,null,null,null,null,null,null,null,"1965-10-17",0,0,0,0,0]
[null,null,null,null,null,null,null,null,null,"1965-10-21",0,0,0,0,0]
[null,null,null,null,null,null,null,null,null,"1965-10-28",0,0,0,0,0]
[null,null,null,null,null,null,null,null,null,"1965-11-06",0,0,0,0,0]
[null,null,null,null,null,null,null,null,null,"1965-11-15",0,0,0,0,0]
[null,null,null,null,null,null,null,null,null,"1965-11-24",0,0,0,0,0]
[null,null,null,null,null,null,null,null,null,"1965-12-03",0,0,0,0,0]
[null,null,null,null,null,null,null,null,null,"1965-12-12",0,0,0,0,0]
[null,null,null,null,null,null,null,null,null,"1965-12-21",0,0,0,0,0]
[null,null,null,null,null,null,null,null,null,"1965-12-22",0,0,0,0,0]
[null,null,null,null,null,null,null,null,null,"1965-12-31",0,0,0,0,0]
[null,null,null,null,null,null,null,null,null,"1966-01-09",0,0,0,0,0]
[null,null,null,null,null,null,null,null,null,"1966-01-18",0,0,0,0,0]
[null,null,null,null,null,null,null,null,null,"1966-01-27",0,0,0,0,0]
[null,null,null,null,null,null,null,null,null,"1966-02-05",0,0,0,0,0]
[null,null,null,null,null,null,null,null,null,"1966-02-14",0,0,0,0,0]
[null,null,null,null,null,null,null,null,null,"1966-02-16",0,0,0,0,0]
[null,null,null,null,null,null,null,null,null,"1966-02-25",0,0,0,0,0]
[null,null,null,null,null,null,null,null,null,"1966-03-06",0,0,0,0,0]
[null,null,null,null,null,null,null,null,null,"1966-03-15",0,0,0,0,0]
[null,null,null,null,null,null,null,null,null,"1966-03-24",0,0,0,0,0]
[null,null,null,null,null,null,null,null,null,"1966-04-02",0,0,0,0,0]
[null,null,null,null,null,null,null,null,null,"1966-04-11",0,0,0,0,0]
[null,null,null,null,null,null,null,null,null,"1966-04-20",0,0,0,0,0]
[null,null,null,null,null,null,null,null,null,"1966-04-29",0,0,0,0,0]
[null,null,null,null,null,null,null,null,null,"1966-04-30",0,0,0,0,0]
[null,null,null,null,null,null,null,null,null,"1966-05-09",0,0,0,0,0]
[null,null,null,null,null,null,null,null,null,"1966-05-18",0,0,0,0,0]
[null,null,null,null,null,null,null,null,null,"1966-05-27",0,0,0,0,0]
[null,null,null,null,null,null,null,null,null,"1966-06-05",0,0,0,0,0]
[null,null,null,null,null,null,null,null,null,"1966-06-14",0,0,0,0,0]
[null,null,null,null,null,null,null,null,null,"1966-06-23",0,0,0,0,0]
[null,null,null,null,null,null,null,null,null,"1966-07-03",0,0,0,0,0]
[null,null,null,null,null,null,null,null,null,"1966-07-04",0,0,0,0,0]
[null,null,null,null,null,null,null,null,null,"1966-07-13",0,0,0,0,0]
[null,null,null,null,null,null,null,null,null,"1966-07-22",0,0,0,0,0]
[null,null,null,null,null,null,null,null,null,"1966-07-31",0,0,0,0,0]
[null,null,null,null,null,null,null,null,null,"1966-08-09",0,0,0,0,0]
[null,null,null,null,null,null,null,null,null,"1966-08-18",0,0,0,0,0]
[null,null,null,null,null,null,null,null,null,"1966-08-27",0,0,0,0,0]
[null,null,null,null,null,null,null,null,null,"1966-09-05",0,0,0,0,0]
[null,null,null,null,null,null,null,null,null,"1966-09-06",0,0,0,0,0]
[null,null,null,null,null,null,null,null,null,"1966-09-15",0,0,0,0,0]
[null,null,null,null,null,null,null,null,null,"1966-09-24",0,0,0,0,0]
[null,null,null,null,null,null,null,null,null,"1966-10-03",0,0,0,0,0]
[null,null,null,null,null,null,null,null,null,"1966-10-12",0,0,0,0,0]
[null,null,null,null,null,null,null,null,null,"1966-10-21",0,0,0,0,0]
[null,null,null,null,null,null,null,null,null,"1966-10-30",0,0,0,0,0]
[null,null,null,null,null,null,null,null,null,"1966-11-09",0,0,0,0,0]
[null,null,null,null,null,null,null,null,null,"1966-11-10",0,0,0,0,0]
[null,null,null,null,null,null,null,null,null,"1966-11-19",0,0,0,0,0]
[null,null,null,null,null,null,null,null,null,"1966-11-28",0,0,0,0,0]
[null,null,null,null,null,null,null,null,null,"1966-12-07",0,0,0,0,0]
[null,null,null,null,null,null,null,null,null,"1966-12-16",0,0,0,0,0]
[null,null,null,null,null,null,null,null,null,"1966-12-25",0,0,0,0,0]
[null,null,null,null,null,null,null,null,null,"1967-01-03",0,0,0,0,0]
[null,null,null,null,null,null,null,null,null,"1967-01-12",0,0,0,0,0]
[null,null,null,null,null,null,null,null,null,"1967-01-13",0,0,0,0,0]
[null,null,null,null,null,null,null,null,null,"1967-01-22",0,0,0,0,0]
[null,null,null,null,null,null,null,null,null,"1967-01-31",0,0,0,0,0]
[null,null,null,null,null,null,null,null,null,"1967-02-09",0,0,0,0,0]
[null,null,null,null,null,null,null,null,null,"1967-02-18",0,0,0,0,0]
[null,null,null,null,null,null,null,null,null,"1967-02-25",0,0,0,0,0]
[null,null,null,null,null,null,null,null,null,"1967-03-09",0,0,0,0,0]
[null,null,null,null,null,null,null,null,null,"1967-03-18",0,0,0,0,0]
[null,null,null,null,null,null,null,null,null,"1967-03-19",0,0,0,0,0]
[null,null,null,null,null,null,null,null,null,"1967-03-28",0,0,0,0,0]
[null,null,null,null,null,null,null,null,null,"1967-04-06",0,0,0,0,0]
[null,null,null,null,null,null,null,null,null,"1967-04-15",0,0,0,0,0]
[null,null,null,null,null,null,null,null,null,"1967-04-24",0,0,0,0,0]
[null,null,null,null,null,null,null,null,null,"1967-05-03",0,0,0,0,0]
[null,null,null,null,null,null,null,null,null,"1967-05-12",0,0,0,0,0]
[null,null,null,null,null,null,null,null,null,"1967-05-21",0,0,0,0,0]
[null,null,null,null,null,null,null,null,null,"1967-05-22",0,0,0,0,0]
[null,null,null,null,null,null,null,null,null,"1967-05-31",0,0,0,0,0]
[null,null,null,null,null,null,null,null,null,"1967-06-09",0,0,0,0,0]
[null,null,null,null,null,null,null,null,null,"1967-06-18",0,0,0,0,0]
[null,null,null,null,null,null,null,null,null,"1967-06-28",0,0,0,0,0]
[null,null,null,null,null,null,null,null,null,"1967-07-07",0,0,0,0,0]
[null,null,null,null,null,null,null,null,null,"1967-07-16",0,0,0,0,0]
[null,null,null,null,null,null,null,null,null,"1967-07-25",0,0,0,0,0]
[null,null,null,null,null,null,null,null,null,"1967-07-26",0,0,0,0,0]
[null,null,null,null,null,null,null,null,null,"1967-08-04",0,0,0,0,0]
[null,null,null,null,null,null,null,null,null,"1967-08-13",0,0,0,0,0]
[null,null,null,null,null,null,null,null,null,"1967-08-22",0,0,0,0,0]
[null,null,null,null,null,null,null,null,null,"1967-08-31",0,0,0,0,0]
[null,null,null,null,null,null,null,null,null,"1967-09-09",0,0,0,0,0]
[null,null,null,null,null,null,null,null,null,"1967-09-18",0,0,0,0,0]
[null,null,null,null,null,null,null,null,null,"1967-09-27",0,0,0,0,0]
[null,null,null,null,null,null,null,null,null,"1967-09-28",0,0,0,0,0]
[null,null,null,null,null,null,null,null,null,"1967-10-07",0,0,0,0,0]
[null,null,null,null,null,null,null,null,null,"1967-10-16",0,0,0,0,0]
[null,null,null,null,null,null,null,null,null,"1967-10-24",0,0,0,0,0]
[null,null,null,null,null,null,null,null,null,"1967-11-04",0,0,0,0,0]
[null,null,null,null,null,null,null,null,null,"1967-11-13",0,0,0,0,0]
[null,null,null,null,null,null,null,null,null,"1967-11-22",0,0,0,0,0]
[null,null,null,null,null,null,null,null,null,"1967-12-01",0,0,0,0,0]
[null,null,null,null,null,null,null,null,null,"1967-12-02",0,0,0,0,0]
[null,null,null,null,null,null,null,null,null,"1967-12-11",0,0,0,0,0]
[null,null,null,null,null,null,null,null,null,"1967-12-20",0,0,0,0,0]
[null,null,null,null,null,null,null,null,null,"1967-12-29",0,0,0,0,0]
[null,null,null,null,null,null,null,null,null,"1968-01-07",0,0,0,0,0]
[null,null,null,null,null,null,null,null,null,"1968-01-16",0,0,0,0,0]
[null,null,null,null,null,null,null,null,null,"1968-01-25",0,0,0,0,0]
[null,null,null,null,null,null,null,null,null,"1968-02-03",0,0,0,0,0]
[null,null,null,null,null,null,null,null,null,"1968-02-04",0,0,0,0,0]
[null,null,null,null,null,null,null,null,null,"1968-02-13",0,0,0,0,0]
[null,null,null,null,null,null,null,null,null,"1968-02-22",0,0,0,0,0]
[null,null,null,null,null,null,null,null,null,"1968-03-01",0,0,0,0,0]
[null,null,null,null,null,null,null,null,null,"1968-03-12",0,0,0,0,0]
[null,null,null,null,null,null,null,null,null,"1968-03-21",0,0,0,0,0]
[null,null,null,null,null,null,null,null,null,"1968-03-30",0,0,0,0,0]
[null,null,null,null,null,null,null,null,null,"1968-04-08",0,0,0,0,0]
[null,null,null,null,null,null,null,null,null,"1968-04-09",0,0,0,0,0]
[null,null,null,null,null,null,null,null,null,"1968-04-18",0,0,0,0,0]
[null,null,null,null,null,null,null,null,null,"1968-04-27",0,0,0,0,0]
[null,null,null,null,null,null,null,null,null,"1968-05-06",0,0,0,0,0]
[null,null,null,null,null,null,null,null,null,"1968-05-15",0,0,0,0,0]
[null,null,null,null,null,null,null,null,null,"1968-05-24",0,0,0,0,0]
[null,null,null,null,null,null,null,null,null,"1968-06-02",0,0,0,0,0]
[null,null,null,null,null,null,null,null,null,"1968-06-11",0,0,0,0,0]
[null,null,null,null,null,null,null,null,null,"1968-06-12",0,0,0,0,0]
[null,null,null,null,null,null,null,null,null,"1968-06-21",0,0,0,0,0]
[null,null,null,null,null,null,null,null,null,"1968-07-06",0,0,0,0,0]
[null,null,null,null,null,null,null,null,null,"1968-07-10",0,0,0,0,0]
[null,null,null,null,null,null,null,null,null,"1968-07-19",0,0,0,0,0]
[null,null,null,null,null,null,null,null,null,"1968-07-28",0,0,0,0,0]
[null,null,null,null,null,null,null,null,null,"1968-08-06",0,0,0,0,0]
[null,null,null,null,null,null,null,null,null,"1968-08-15",0,0,0,0,0]
[null,null,null,null,null,null,null,null,null,"1968-08-16",0,0,0,0,0]
[null,null,null,null,null,null,null,null,null,"1968-08-25",0,0,0,0,0]
[null,null,null,null,null,null,null,null,null,"1968-09-03",0,0,0,0,0]
[null,null,null,null,null,null,null,null,null,"1968-09-12",0,0,0,0,0]
[null,null,null,null,null,null,null,null,null,"1968-09-21",0,0,0,0,0]
[null,null,null,null,null,null,null,null,null,"1968-09-30",0,0,0,0,0]
[null,null,null,null,null,null,null,null,null,"1968-10-09",0,0,0,0,0]
[null,null,null,null,null,null,null,null,null,"1968-10-18",0,0,0,0,0]
[null,null,null,null,null,null,null,null,null,"1968-10-19",0,0,0,0,0]
[null,null,null,null,null,null,null,null,null,"1968-11-01",0,0,0,0,0]
[null,null,null,null,null,null,null,null,null,"1968-11-07",0,0,0,0,0]
[null,null,null,null,null,null,null,null,null,"1968-11-16",0,0,0,0,0]
[null,null,null,null,null,null,null,null,null,"1968-11-25",0,0,0,0,0]
[null,null,null,null,null,null,null,null,null,"1968-12-04",0,0,0,0,0]
[null,null,null,null,null,null,null,null,null,"1968-12-13",0,0,0,0,0]
[null,null,null,null,null,null,null,null,null,"1968-12-22",0,0,0,0,0]
[null,null,null,null,null,null,null,null,null,"1968-12-23",0,0,0,0,0]
[null,null,null,null,null,null,null,null,null,"1969-01-01",0,0,0,0,0]
[null,null,null,null,null,null,null,null,null,"1969-01-10",0,0,0,0,0]
[null,null,null,null,null,null,null,null,null,"1969-01-19",0,0,0,0,0]
[null,null,null,null,null,null,null,null,null,"1969-01-28",0,0,0,0,0]
[null,null,null,null,null,null,null,null,null,"1969-02-06",0,0,0,0,0]
[null,null,null,null,null,null,null,null,null,"1969-02-15",0,0,0,0,0]
[null,null,null,null,null,null,null,null,null,"1969-02-24",0,0,0,0,0]
[null,null,null,null,null,null,null,null,null,"1969-03-04",0,0,0,0,0]
[null,null,null,null,null,null,null,null,null,"1969-03-07",0,0,0,0,0]
[null,null,null,null,null,null,null,null,null,"1969-03-16",0,0,0,0,0]
[null,null,null,null,null,null,null,null,null,"1969-03-25",0,0,0,0,0]
[null,null,null,null,null,null,null,null,null,"1969-04-03",0,0,0,0,0]
[null,null,null,null,null,null,null,null,null,"1969-04-12",0,0,0,0,0]
[null,null,null,null,null,null,null,null,null,"1969-04-21",0,0,0,0,0]
[null,null,null,null,null,null,null,null,null,"1969-04-30",0,0,0,0,0]
[null,null,null,null,null,null,null,null,null,"1969-05-01",0,0,0,0,0]
[null,null,null,null,null,null,null,null,null,"1969-05-10",0,0,0,0,0]
[null,null,null,null,null,null,null,null,null,"1969-05-19",0,0,0,0,0]
[null,null,null,null,null,null,null,null,null,"1969-05-28",0,0,0,0,0]
[null,null,null,null,null,null,null,null,null,"1969-06-06",0,0,0,0,0]
[null,null,null,null,null,null,null,null,null,"1969-06-15",0,0,0,0,0]
[null,null,null,null,null,null,null,null,null,"1969-06-24",0,0,0,0,0]
[null,null,null,null,null,null,null,null,null,"1969-07-03",0,0,0,0,0]
[null,null,null,null,null,null,null,null,null,"1969-07-11",0,0,0,0,0]
[null,null,null,null,null,null,null,null,null,"1969-07-14",0,0,0,0,0]
[null,null,null,null,null,null,null,null,null,"1969-07-23",0,0,0,0,0]
[null,null,null,null,null,null,null,null,null,"1969-08-01",0,0,0,0,0]
[null,null,null,null,null,null,null,null,null,"1969-08-10",0,0,0,0,0]
[null,null,null,null,null,null,null,null,null,"1969-08-19",0,0,0,0,0]
[null,null,null,null,null,null,null,null,null,"1969-08-28",0,0,0,0,0]
[null,null,null,null,null,null,null,null,null,"1969-09-06",0,0,0,0,0]
[null,null,null,null,null,null,null,null,null,"1969-09-07",0,0,0,0,0]
[null,null,null,null,null,null,null,null,null,"1969-09-16",0,0,0,0,0]
[null,null,null,null,null,null,null,null,null,"1969-09-25",0,0,0,0,0]
[null,null,null,null,null,null,null,null,null,"1969-10-04",0,0,0,0,0]
[null,null,null,null,null,null,null,null,null,"1969-10-13",0,0,0,0,0]
[null,null,null,null,null,null,null,null,null,"1969-10-22",0,0,0,0,0]
[null,null,null,null,null,null,null,null,null,"1969-10-31",0,0,0,0,0]
[null,null,null,null,null,null,null,null,null,"1969-11-06",0,0,0,0,0]
[null,null,null,null,null,null,null,null,null,"1969-11-11",0,0,0,0,0]
[null,null,null,null,null,null,null,null,null,"1969-11-20",0,0,0,0,0]
[null,null,null,null,null,null,null,null,null,"1969-11-29",0,0,0,0,0]
[null,null,null,null,null,null,null,null,null,"1969-12-08",0,0,0,0,0]
[null,null,null,null,null,null,null,null,null,"1969-12-17",0,0,0,0,0]
[null,null,null,null,null,null,null,null,null,"1969-12-26",0,0,0,0,0]
[null,null,null,null,null,null,null,null,null,"1970-01-04",0,0,0,0,0]
[null,null,null,null,null,null,null,null,null,"1970-01-13",0,0,0,0,0]
[null,null,null,null,null,null,null,null,null,"1970-01-14",0,0,0,0,0]
[null,null,null,null,null,null,null,null,null,"1970-01-23",0,0,0,0,0]
[null,null,null,null,null,null,null,null,null,"1970-02-01",0,0,0,0,0]
[null,null,null,null,null,null,null,null,null,"1970-02-10",0,0,0,0,0]
[null,null,null,null,null,null,null,null,null,"1970-02-19",0,0,0,0,0]
[null,null,null,null,null,null,null,null,null,"1970-02-28",0,0,0,0,0]
[null,null,null,null,null,null,null,null,null,"1970-03-04",0,0,0,0,0]
[null,null,null,null,null,null,null,null,null,"1970-03-19",0,0,0,0,0]
[null,null,null,null,null,null,null,null,null,"1970-03-20",0,0,0,0,0]
[null,null,null,null,null,null,null,null,null,"1970-03-29",0,0,0,0,0]
[null,null,null,null,null,null,null,null,null,"1970-04-07",0,0,0,0,0]
[null,null,null,null,null,null,null,null,null,"1970-04-16",0,0,0,0,0]
[null,null,null,null,null,null,null,null,null,"1970-04-25",0,0,0,0,0]
[null,null,null,null,null,null,null,null,null,"1970-05-04",0,0,0,0,0]
[null,null,null,null,null,null,null,null,null,"1970-05-13",0,0,0,0,0]
[null,null,null,null,null,null,null,null,null,"1970-05-22",0,0,0,0,0]
[null,null,null,null,null,null,null,null,null,"1970-05-23",0,0,0,0,0]
[null,null,null,null,null,null,null,null,null,"1970-06-01",0,0,0,0,0]
[null,null,null,null,null,null,null,null,null,"1970-06-10",0,0,0,0,0]
[null,null,null,null,null,null,null,null,null,"1970-06-19",0,0,0,0,0]
[null,null,null,null,null,null,null,null,null,"1970-06-28",0,0,0,0,0]
[null,null,null,null,null,null,null,null,null,"1970-07-07",0,0,0,0,0]
[null,null,null,null,null,null,null,null,null,"1970-07-11",0,0,0,0,0]
[null,null,null,null,null,null,null,null,null,"1970-07-26",0,0,0,0,0]
[null,null,null,null,null,null,null,null,null,"1970-07-27",0,0,0,0,0]
[null,null,null,null,null,null,null,null,null,"1970-08-05",0,0,0,0,0]
[null,null,null,null,null,null,null,null,null,"1970-08-14",0,0,0,0,0]
[null,null,null,null,null,null,null,null,null,"1970-08-23",0,0,0,0,0]
[null,null,null,null,null,null,null,null,null,"1970-09-01",0,0,0,0,0]
[null,null,null,null,null,null,null,null,null,"1970-09-10",0,0,0,0,0]
[null,null,null,null,null,null,null,null,null,"1970-09-19",0,0,0,0,0]
[null,null,null,null,null,null,null,null,null,"1970-09-28",0,0,0,0,0]
[null,null,null,null,null,null,null,null,null,"1970-09-29",0,0,0,0,0]
[null,null,null,null,null,null,null,null,null,"1970-10-08",0,0,0,0,0]
[null,null,null,null,null,null,null,null,null,"1970-10-17",0,0,0,0,0]
[null,null,null,null,null,null,null,null,null,"1970-10-26",0,0,0,0,0]
[null,null,null,null,null,null,null,null,null,"1970-11-04",0,0,0,0,0]
[null,null,null,null,null,null,null,null,null,"1970-11-15",0,0,0,0,0]
[null,null,null,null,null,null,null,null,null,"1970-11-23",0,0,0,0,0]
[null,null,null,null,null,null,null,null,null,"1970-12-02",0,0,0,0,0]
[null,null,null,null,null,null,null,null,null,"1970-12-03",0,0,0,0,0]
[null,null,null,null,null,null,null,null,null,"1970-12-12",0,0,0,0,0]
[null,null,null,null,null,null,null,null,null,"1970-12-21",0,0,0,0,0]
[null,null,null,null,null,null,null,null,null,"1970-12-30",0,0,0,0,0]
[null,null,null,null,null,null,null,null,null,"1971-01-08",0,0,0,0,0]
[null,null,null,null,null,null,null,null,null,"1971-01-17",0,0,0,0,0]
[null,null,null,null,null,null,null,null,null,"1971-01-26",0,0,0,0,0]
[null,null,null,null,null,null,null,null,null,"1971-02-04",0,0,0,0,0]
[null,null,null,null,null,null,null,null,null,"1971-02-05",0,0,0,0,0]
[null,null,null,null,null,null,null,null,null,"1971-02-14",0,0,0,0,0]
[null,null,null,null,null,null,null,null,null,"1971-02-23",0,0,0,0,0]
[null,null,null,null,null,null,null,null,null,"1971-03-04",0,0,0,0,0]
[null,null,null,null,null,null,null,null,null,"1971-03-09",0,0,0,0,0]
[null,null,null,null,null,null,null,null,null,"1971-03-23",0,0,0,0,0]
[null,null,null,null,null,null,null,null,null,"1971-04-01",0,0,0,0,0]
[null,null,null,null,null,null,null,null,null,"1971-04-10",0,0,0,0,0]
[null,null,null,null,null,null,null,null,null,"1971-04-11",0,0,0,0,0]
[null,null,null,null,null,null,null,null,null,"1971-04-20",0,0,0,0,0]
[null,null,null,null,null,null,null,null,null,"1971-04-29",0,0,0,0,0]
[null,null,null,null,null,null,null,null,null,"1971-05-08",0,0,0,0,0]
[null,null,null,null,null,null,null,null,null,"1971-05-17",0,0,0,0,0]
[null,null,null,null,null,null,null,null,null,"1971-05-26",0,0,0,0,0]
[null,null,null,null,null,null,null,null,null,"1971-06-04",0,0,0,0,0]
[null,null,null,null,null,null,null,null,null,"1971-06-13",0,0,0,0,0]
[null,null,null,null,null,null,null,null,null,"1971-06-14",0,0,0,0,0]
[null,null,null,null,null,null,null,null,null,"1971-06-23",0,0,0,0,0]
[null,null,null,null,null,null,null,null,null,"1971-07-02",0,0,0,0,0]
[null,null,null,null,null,null,null,null,null,"1971-07-14",0,0,0,0,0]
[null,null,null,null,null,null,null,null,null,"1971-07-21",0,0,0,0,0]
[null,null,null,null,null,null,null,null,null,"1971-07-30",0,0,0,0,0]
[null,null,null,null,null,null,null,null,null,"1971-08-08",0,0,0,0,0]
[null,null,null,null,null,null,null,null,null,"1971-08-17",0,0,0,0,0]
[null,null,null,null,null,null,null,null,null,"1971-08-18",0,0,0,0,0]
[null,null,null,null,null,null,null,null,null,"1971-08-27",0,0,0,0,0]
[null,null,null,null,null,null,null,null,null,"1971-09-05",0,0,0,0,0]
[null,null,null,null,null,null,null,null,null,"1971-09-14",0,0,0,0,0]
[null,null,null,null,null,null,null,null,null,"1971-09-23",0,0,0,0,0]
[null,null,null,null,null,null,null,null,null,"1971-10-02",0,0,0,0,0]
[null,null,null,null,null,null,null,null,null,"1971-10-11",0,0,0,0,0]
[null,null,null,null,null,null,null,null,null,"1971-10-20",0,0,0,0,0]
[null,null,null,null,null,null,null,null,null,"1971-10-21",0,0,0,0,0]
[null,null,null,null,null,null,null,null,null,"1971-10-30",0,0,0,0,0]
[null,null,null,null,null,null,null,null,null,"1971-11-08",0,0,0,0,0]
[null,null,null,null,null,null,null,null,null,"1971-11-20",0,0,0,0,0]
[null,null,null,null,null,null,null,null,null,"1971-11-27",0,0,0,0,0]
[null,null,null,null,null,null,null,null,null,"1971-12-06",0,0,0,0,0]
[null,null,null,null,null,null,null,null,null,"1971-12-15",0,0,0,0,0]
[null,null,null,null,null,null,null,null,null,"1971-12-24",0,0,0,0,0]
[null,null,null,null,null,null,null,null,null,"1971-12-25",0,0,0,0,0]
[null,null,null,null,null,null,null,null,null,"1972-01-03",0,0,0,0,0]
[null,null,null,null,null,null,null,null,null,"1972-01-12",0,0,0,0,0]
[null,null,null,null,null,null,null,null,null,"1972-01-21",0,0,0,0,0]
[null,null,null,null,null,null,null,null,null,"1972-01-30",0,0,0,0,0]
[null,null,null,null,null,null,null,null,null,"1972-02-08",0,0,0,0,0]
[null,null,null,null,null,null,null,null,null,"1972-02-17",0,0,0,0,0]
[null,null,null,null,null,null,null,null,null,"1972-02-26",0,0,0,0,0]
[null,null,null,null,null,null,null,null,null,"1972-02-27",0,0,0,0,0]
[null,null,null,null,null,null,null,null,null,"1972-03-07",0,0,0,0,0]
[null,null,null,null,null,null,null,null,null,"1972-03-17",0,0,0,0,0]
[null,null,null,null,null,null,null,null,null,"1972-03-26",0,0,0,0,0]
[null,null,null,null,null,null,null,null,null,"1972-04-04",0,0,0,0,0]
[null,null,null,null,null,null,null,null,null,"1972-04-13",0,0,0,0,0]
[null,null,null,null,null,null,null,null,null,"1972-04-22",0,0,0,0,0]
[null,null,null,null,null,null,null,null,null,"1972-05-01",0,0,0,0,0]
[null,null,null,null,null,null,null,null,null,"1972-05-02",0,0,0,0,0]
[null,null,null,null,null,null,null,null,null,"1972-05-11",0,0,0,0,0]
[null,null,null,null,null,null,null,null,null,"1972-05-20",0,0,0,0,0]
[null,null,null,null,null,null,null,null,null,"1972-05-29",0,0,0,0,0]
[null,null,null,null,null,null,null,null,null,"1972-06-07",0,0,0,0,0]
[null,null,null,null,null,null,null,null,null,"1972-06-16",0,0,0,0,0]
[null,null,null,null,null,null,null,null,null,"1972-06-25",0,0,0,0,0]
[null,null,null,null,null,null,null,null,null,"1972-07-04",0,0,0,0,0]
[null,null,null,null,null,null,null,null,null,"1972-07-05",0,0,0,0,0]
[null,null,null,null,null,null,null,null,null,"1972-07-13",0,0,0,0,0]
[null,null,null,null,null,null,null,null,null,"1972-07-24",0,0,0,0,0]
[null,null,null,null,null,null,null,null,null,"1972-08-02",0,0,0,0,0]
[null,null,null,null,null,null,null,null,null,"1972-08-11",0,0,0,0,0]
[null,null,null,null,null,null,null,null,null,"1972-08-20",0,0,0,0,0]
[null,null,null,null,null,null,null,null,null,"1972-08-29",0,0,0,0,0]
[null,null,null,null,null,null,null,null,null,"1972-09-07",0,0,0,0,0]
[null,null,null,null,null,null,null,null,null,"1972-09-08",0,0,0,0,0]
[null,null,null,null,null,null,null,null,null,"1972-09-17",0,0,0,0,0]
[null,null,null,null,null,null,null,null,null,"1972-09-26",0,0,0,0,0]
[null,null,null,null,null,null,null,null,null,"1972-10-05",0,0,0,0,0]
[null,null,null,null,null,null,null,null,null,"1972-10-14",0,0,0,0,0]
[null,null,null,null,null,null,null,null,null,"1972-10-23",0,0,0,0,0]
[null,null,null,null,null,null,null,null,null,"1972-11-01",0,0,0,0,0]
[null,null,null,null,null,null,null,null,null,"1972-11-10",0,0,0,0,0]
[null,null,null,null,null,null,null,null,null,"1972-11-13",0,0,0,0,0]
[null,null,null,null,null,null,null,null,null,"1972-11-21",0,0,0,0,0]
[null,null,null,null,null,null,null,null,null,"1972-11-30",0,0,0,0,0]
[null,null,null,null,null,null,null,null,null,"1972-12-09",0,0,0,0,0]
[null,null,null,null,null,null,null,null,null,"1972-12-18",0,0,0,0,0]
[null,null,null,null,null,null,null,null,null,"1972-12-27",0,0,0,0,0]
[null,null,null,null,null,null,null,null,null,"1973-01-05",0,0,0,0,0]
[null,null,null,null,null,null,null,null,null,"1973-01-14",0,0,0,0,0]
[null,null,null,null,null,null,null,null,null,"1973-01-15",0,0,0,0,0]
[null,null,null,null,null,null,null,null,null,"1973-01-24",0,0,0,0,0]
[null,null,null,null,null,null,null,null,null,"1973-02-02",0,0,0,0,0]
[null,null,null,null,null,null,null,null,null,"1973-02-11",0,0,0,0,0]
[null,null,null,null,null,null,null,null,null,"1973-02-20",0,0,0,0,0]
[null,null,null,null,null,null,null,null,null,"1973-03-01",0,0,0,0,0]
[null,null,null,null,null,null,null,null,null,"1973-03-10",0,0,0,0,0]
[null,null,null,null,null,null,null,null,null,"1973-03-19",0,0,0,0,0]
[null,null,null,null,null,null,null,null,null,"1973-03-26",0,0,0,0,0]
[null,null,null,null,null,null,null,null,null,"1973-03-30",0,0,0,0,0]
[null,null,null,null,null,null,null,null,null,"1973-04-08",0,0,0,0,0]
[null,null,null,null,null,null,null,null,null,"1973-04-17",0,0,0,0,0]
[null,null,null,null,null,null,null,null,null,"1973-04-26",0,0,0,0,0]
[null,null,null,null,null,null,null,null,null,"1973-05-05",0,0,0,0,0]
[null,null,null,null,null,null,null,null,null,"1973-05-14",0,0,0,0,0]
[null,null,null,null,null,null,null,null,null,"1973-05-23",0,0,0,0,0]
[null,null,null,null,null,null,null,null,null,"1973-05-24",0,0,0,0,0]
[null,null,null,null,null,null,null,null,null,"1973-06-02",0,0,0,0,0]
[null,null,null,null,null,null,null,null,null,"1973-06-11",0,0,0,0,0]
[null,null,null,null,null,null,null,null,null,"1973-06-20",0,0,0,0,0]
[null,null,null,null,null,null,null,null,null,"1973-06-29",0,0,0,0,0]
[null,null,null,null,null,null,null,null,null,"1973-07-08",0,0,0,0,0]
[null,null,null,null,null,null,null,null,null,"1973-07-17",0,0,0,0,0]
[null,null,null,null,null,null,null,null,null,"1973-07-27",0,0,0,0,0]
[null,null,null,null,null,null,null,null,null,"1973-07-28",0,0,0,0,0]
[null,null,null,null,null,null,null,null,null,"1973-08-06",0,0,0,0,0]
[null,null,null,null,null,null,null,null,null,"1973-08-15",0,0,0,0,0]
[null,null,null,null,null,null,null,null,null,"1973-08-24",0,0,0,0,0]
[null,null,null,null,null,null,null,null,null,"1973-09-02",0,0,0,0,0]
[null,null,null,null,null,null,null,null,null,"1973-09-11",0,0,0,0,0]
[null,null,null,null,null,null,null,null,null,"1973-09-20",0,0,0,0,0]
[null,null,null,null,null,null,null,null,null,"1973-09-29",0,0,0,0,0]
[null,null,null,null,null,null,null,null,null,"1973-09-30",0,0,0,0,0]
[null,null,null,null,null,null,null,null,null,"1973-10-09",0,0,0,0,0]
[null,null,null,null,null,null,null,null,null,"1973-10-18",0,0,0,0,0]
[null,null,null,null,null,null,null,null,null,"1973-10-27",0,0,0,0,0]
[null,null,null,null,null,null,null,null,null,"1973-11-05",0,0,0,0,0]
[null,null,null,null,null,null,null,null,null,"1973-11-14",0,0,0,0,0]
[null,null,null,null,null,null,null,null,null,"1973-11-22",0,0,0,0,0]
[null,null,null,null,null,null,null,null,null,"1973-12-03",0,0,0,0,0]
[null,null,null,null,null,null,null,null,null,"1973-12-04",0,0,0,0,0]
[null,null,null,null,null,null,null,null,null,"1973-12-13",0,0,0,0,0]
[null,null,null,null,null,null,null,null,null,"1973-12-22",0,0,0,0,0]
[null,null,null,null,null,null,null,null,null,"1973-12-31",0,0,0,0,0]
[null,null,null,null,null,null,null,null,null,"1974-01-09",0,0,0,0,0]
[null,null,null,null,null,null,null,null,null,"1974-01-18",0,0,0,0,0]
[null,null,null,null,null,null,null,null,null,"1974-01-27",0,0,0,0,0]
[null,null,null,null,null,null,null,null,null,"1974-02-05",0,0,0,0,0]
[null,null,null,null,null,null,null,null,null,"1974-02-06",0,0,0,0,0]
[null,null,null,null,null,null,null,null,null,"1974-02-15",0,0,0,0,0]
[null,null,null,null,null,null,null,null,null,"1974-02-24",0,0,0,0,0]
[null,null,null,null,null,null,null,null,null,"1974-03-05",0,0,0,0,0]
[null,null,null,null,null,null,null,null,null,"1974-03-14",0,0,0,0,0]
[null,null,null,null,null,null,null,null,null,"1974-03-20",0,0,0,0,0]
[null,null,null,null,null,null,null,null,null,"1974-04-02",0,0,0,0,0]
[null,null,null,null,null,null,null,null,null,"1974-04-11",0,0,0,0,0]
[null,null,null,null,null,null,null,null,null,"1974-04-12",0,0,0,0,0]
[null,null,null,null,null,null,null,null,null,"1974-04-21",0,0,0,0,0]
[null,null,null,null,null,null,null,null,null,"1974-04-30",0,0,0,0,0]
[null,null,null,null,null,null,null,null,null,"1974-05-09",0,0,0,0,0]
[null,null,null,null,null,null,null,null,null,"1974-05-18",0,0,0,0,0]
[null,null,null,null,null,null,null,null,null,"1974-05-27",0,0,0,0,0]
[null,null,null,null,null,null,null,null,null,"1974-06-05",0,0,0,0,0]
[null,null,null,null,null,null,null,null,null,"1974-06-14",0,0,0,0,0]
[null,null,null,null,null,null,null,null,null,"1974-06-15",0,0,0,0,0]
[null,null,null,null,null,null,null,null,null,"1974-06-24",0,0,0,0,0]
[null,null,null,null,null,null,null,null,null,"1974-07-03",0,0,0,0,0]
[null,null,null,null,null,null,null,null,null,"1974-07-12",0,0,0,0,0]
[null,null,null,null,null,null,null,null,null,"1974-07-21",0,0,0,0,0]
[null,null,null,null,null,null,null,null,null,"1974-07-27",0,0,0,0,0]
[null,null,null,null,null,null,null,null,null,"1974-08-09",0,0,0,0,0]
[null,null,null,null,null,null,null,null,null,"1974-08-18",0,0,0,0,0]
[null,null,null,null,null,null,null,null,null,"1974-08-19",0,0,0,0,0]
[null,null,null,null,null,null,null,null,null,"1974-08-28",0,0,0,0,0]
[null,null,null,null,null,null,null,null,null,"1974-09-06",0,0,0,0,0]
[null,null,null,null,null,null,null,null,null,"1974-09-15",0,0,0,0,0]
[null,null,null,null,null,null,null,null,null,"1974-09-24",0,0,0,0,0]
[null,null,null,null,null,null,null,null,null,"1974-10-03",0,0,0,0,0]
[null,null,null,null,null,null,null,null,null,"1974-10-12",0,0,0,0,0]
[null,null,null,null,null,null,null,null,null,"1974-10-21",0,0,0,0,0]
[null,null,null,null,null,null,null,null,null,"1974-10-22",0,0,0,0,0]
[null,null,null,null,null,null,null,null,null,"1974-10-31",0,0,0,0,0]
[null,null,null,null,null,null,null,null,null,"1974-11-09",0,0,0,0,0]
[null,null,null,null,null,null,null,null,null,"1974-11-18",0,0,0,0,0]
[null,null,null,null,null,null,null,null,null,"1974-12-01",0,0,0,0,0]
[null,null,null,null,null,null,null,null,null,"1974-12-07",0,0,0,0,0]
[null,null,null,null,null,null,null,null,null,"1974-12-16",0,0,0,0,0]
[null,null,null,null,null,null,null,null,null,"1974-12-25",0,0,0,0,0]
[null,null,null,null,null,null,null,null,null,"1974-12-26",0,0,0,0,0]
[null,null,null,null,null,null,null,null,null,"1975-01-04",0,0,0,0,0]
[null,null,null,null,null,null,null,null,null,"1975-01-13",0,0,0,0,0]
[null,null,null,null,null,null,null,null,null,"1975-01-22",0,0,0,0,0]
[null,null,null,null,null,null,null,null,null,"1975-01-31",0,0,0,0,0]
[null,null,null,null,null,null,null,null,null,"1975-02-09",0,0,0,0,0]
[null,null,null,null,null,null,null,null,null,"1975-02-18",0,0,0,0,0]
[null,null,null,null,null,null,null,null,null,"1975-02-27",0,0,0,0,0]
[null,null,null,null,null,null,null,null,null,"1975-02-28",0,0,0,0,0]
[null,null,null,null,null,null,null,null,null,"1975-03-09",0,0,0,0,0]
[null,null,null,null,null,null,null,null,null,"1975-03-18",0,0,0,0,0]
[null,null,null,null,null,null,null,null,null,"1975-03-25",0,0,0,0,0]
[null,null,null,null,null,null,null,null,null,"1975-04-06",0,0,0,0,0]
[null,null,null,null,null,null,null,null,null,"1975-04-15",0,0,0,0,0]
[null,null,null,null,null,null,null,null,null,"1975-04-24",0,0,0,0,0]
[null,null,null,null,null,null,null,null,null,"1975-05-03",0,0,0,0,0]
[null,null,null,null,null,null,null,null,null,"1975-05-04",0,0,0,0,0]
[null,null,null,null,null,null,null,null,null,"1975-05-13",0,0,0,0,0]
[null,null,null,null,null,null,null,null,null,"1975-05-22",0,0,0,0,0]
[null,null,null,null,null,null,null,null,null,"1975-05-31",0,0,0,0,0]
[null,null,null,null,null,null,null,null,null,"1975-06-09",0,0,0,0,0]
[null,null,null,null,null,null,null,null,null,"1975-06-18",0,0,0,0,0]
[null,null,null,null,null,null,null,null,null,"1975-06-27",0,0,0,0,0]
[null,null,null,null,null,null,null,null,null,"1975-07-06",0,0,0,0,0]
[null,null,null,null,null,null,null,null,null,"1975-07-07",0,0,0,0,0]
[null,null,null,null,null,null,null,null,null,"1975-07-16",0,0,0,0,0]
[null,null,null,null,null,null,null,null,null,"1975-07-25",0,0,0,0,0]
[null,null,null,null,null,null,null,null,null,"1975-08-01",0,0,0,0,0]
[null,null,null,null,null,null,null,null,null,"1975-08-13",0,0,0,0,0]
[null,null,null,null,null,null,null,null,null,"1975-08-22",0,0,0,0,0]
[null,null,null,null,null,null,null,null,null,"1975-08-31",0,0,0,0,0]
[null,null,null,null,null,null,null,null,null,"1975-09-09",0,0,0,0,0]
[null,null,null,null,null,null,null,null,null,"1975-09-10",0,0,0,0,0]
[null,null,null,null,null,null,null,null,null,"1975-09-19",0,0,0,0,0]
[null,null,null,null,null,null,null,null,null,"1975-09-28",0,0,0,0,0]
[null,null,null,null,null,null,null,null,null,"1975-10-07",0,0,0,0,0]
[null,null,null,null,null,null,null,null,null,"1975-10-16",0,0,0,0,0]
[null,null,null,null,null,null,null,null,null,"1975-10-25",0,0,0,0,0]
[null,null,null,null,null,null,null,null,null,"1975-11-03",0,0,0,0,0]
[null,null,null,null,null,null,null,null,null,"1975-11-12",0,0,0,0,0]
[null,null,null,null,null,null,null,null,null,"1975-11-13",0,0,0,0,0]
[null,null,null,null,null,null,null,null,null,"1975-11-22",0,0,0,0,0]
[null,null,null,null,null,null,null,null,null,"1975-12-06",0,0,0,0,0]
[null,null,null,null,null,null,null,null,null,"1975-12-11",0,0,0,0,0]
[null,null,null,null,null,null,null,null,null,"1975-12-20",0,0,0,0,0]
[null,null,null,null,null,null,null,null,null,"1975-12-29",0,0,0,0,0]
[null,null,null,null,null,null,null,null,null,"1976-01-07",0,0,0,0,0]
[null,null,null,null,null,null,null,null,null,"1976-01-16",0,0,0,0,0]
[null,null,null,null,null,null,null,null,null,"1976-01-17",0,0,0,0,0]
[null,null,null,null,null,null,null,null,null,"1976-01-26",0,0,0,0,0]
[null,null,null,null,null,null,null,null,null,"1976-02-04",0,0,0,0,0]
[null,null,null,null,null,null,null,null,null,"1976-02-13",0,0,0,0,0]
[null,null,null,null,null,null,null,null,null,"1976-02-22",0,0,0,0,0]
[null,null,null,null,null,null,null,null,null,"1976-03-02",0,0,0,0,0]
[null,null,null,null,null,null,null,null,null,"1976-03-11",0,0,0,0,0]
[null,null,null,null,null,null,null,null,null,"1976-03-20",0,0,0,0,0]
[null,null,null,null,null,null,null,null,null,"1976-03-21",0,0,0,0,0]
[null,null,null,null,null,null,null,null,null,"1976-04-02",0,0,0,0,0]
[null,null,null,null,null,null,null,null,null,"1976-04-09",0,0,0,0,0]
[null,null,null,null,null,null,null,null,null,"1976-04-18",0,0,0,0,0]
[null,null,null,null,null,null,null,null,null,"1976-04-27",0,0,0,0,0]
[null,null,null,null,null,null,null,null,null,"1976-05-06",0,0,0,0,0]
[null,null,null,null,null,null,null,null,null,"1976-05-15",0,0,0,0,0]
[null,null,null,null,null,null,null,null,null,"1976-05-24",0,0,0,0,0]
[null,null,null,null,null,null,null,null,null,"1976-05-25",0,0,0,0,0]
[null,null,null,null,null,null,null,null,null,"1976-06-03",0,0,0,0,0]
[null,null,null,null,null,null,null,null,null,"1976-06-12",0,0,0,0,0]
[null,null,null,null,null,null,null,null,null,"1976-06-21",0,0,0,0,0]
[null,null,null,null,null,null,null,null,null,"1976-06-30",0,0,0,0,0]
[null,null,null,null,null,null,null,null,null,"1976-07-09",0,0,0,0,0]
[null,null,null,null,null,null,null,null,null,"1976-07-18",0,0,0,0,0]
[null,null,null,null,null,null,null,null,null,"1976-07-27",0,0,0,0,0]
[null,null,null,null,null,null,null,null,null,"1976-07-29",0,0,0,0,0]
[null,null,null,null,null,null,null,null,null,"1976-08-07",0,0,0,0,0]
[null,null,null,null,null,null,null,null,null,"1976-08-16",0,0,0,0,0]
[null,null,null,null,null,null,null,null,null,"1976-08-25",0,0,0,0,0]
[null,null,null,null,null,null,null,null,null,"1976-09-03",0,0,0,0,0]
[null,null,null,null,null,null,null,null,null,"1976-09-12",0,0,0,0,0]
[null,null,null,null,null,null,null,null,null,"1976-09-21",0,0,0,0,0]
[null,null,null,null,null,null,null,null,null,"1976-09-30",0,0,0,0,0]
[null,null,null,null,null,null,null,null,null,"1976-10-01",0,0,0,0,0]
[null,null,null,null,null,null,null,null,null,"1976-10-10",0,0,0,0,0]
[null,null,null,null,null,null,null,null,null,"1976-10-19",0,0,0,0,0]
[null,null,null,null,null,null,null,null,null,"1976-10-28",0,0,0,0,0]
[null,null,null,null,null,null,null,null,null,"1976-11-06",0,0,0,0,0]
[null,null,null,null,null,null,null,null,null,"1976-11-15",0,0,0,0,0]
[null,null,null,null,null,null,null,null,null,"1976-11-24",0,0,0,0,0]
[null,null,null,null,null,null,null,null,null,"1976-12-03",0,0,0,0,0]
[null,null,null,null,null,null,null,null,null,"1976-12-05",0,0,0,0,0]
[null,null,null,null,null,null,null,null,null,"1976-12-14",0,0,0,0,0]
[null,null,null,null,null,null,null,null,null,"1976-12-23",0,0,0,0,0]
[null,null,null,null,null,null,null,null,null,"1977-01-01",0,0,0,0,0]
[null,null,null,null,null,null,null,null,null,"1977-01-10",0,0,0,0,0]
[null,null,null,null,null,null,null,null,null,"1977-01-19",0,0,0,0,0]
[null,null,null,null,null,null,null,null,null,"1977-01-28",0,0,0,0,0]
[null,null,null,null,null,null,null,null,null,"1977-02-06",0,0,0,0,0]
[null,null,null,null,null,null,null,null,null,"1977-02-07",0,0,0,0,0]
[null,null,null,null,null,null,null,null,null,"1977-02-16",0,0,0,0,0]
[null,null,null,null,null,null,null,null,null,"1977-02-25",0,0,0,0,0]
[null,null,null,null,null,null,null,null,null,"1977-03-06",0,0,0,0,0]
[null,null,null,null,null,null,null,null,null,"1977-03-15",0,0,0,0,0]
[null,null,null,null,null,null,null,null,null,"1977-03-24",0,0,0,0,0]
[null,null,null,null,null,null,null,null,null,"1977-04-02",0,0,0,0,0]
[null,null,null,null,null,null,null,null,null,"1977-04-07",0,0,0,0,0]
[null,null,null,null,null,null,null,null,null,"1977-04-13",0,0,0,0,0]
[null,null,null,null,null,null,null,null,null,"1977-04-22",0,0,0,0,0]
[null,null,null,null,null,null,null,null,null,"1977-05-01",0,0,0,0,0]
[null,null,null,null,null,null,null,null,null,"1977-05-10",0,0,0,0,0]
[null,null,null,null,null,null,null,null,null,"1977-05-19",0,0,0,0,0]
[null,null,null,null,null,null,null,null,null,"1977-05-28",0,0,0,0,0]
[null,null,null,null,null,null,null,null,null,"1977-06-06",0,0,0,0,0]
[null,null,null,null,null,null,null,null,null,"1977-06-15",0,0,0,0,0]
[null,null,null,null,null,null,null,null,null,"1977-06-16",0,0,0,0,0]
[null,null,null,null,null,null,null,null,null,"1977-06-25",0,0,0,0,0]
[null,null,null,null,null,null,null,null,null,"1977-07-04",0,0,0,0,0]
[null,null,null,null,null,null,null,null,null,"1977-07-13",0,0,0,0,0]
[null,null,null,null,null,null,null,null,null,"1977-07-22",0,0,0,0,0]
[null,null,null,null,null,null,null,null,null,"1977-07-31",0,0,0,0,0]
[null,null,null,null,null,null,null,null,null,"1977-08-03",0,0,0,0,0]
[null,null,null,null,null,null,null,null,null,"1977-08-19",0,0,0,0,0]
[null,null,null,null,null,null,null,null,null,"1977-08-20",0,0,0,0,0]
[null,null,null,null,null,null,null,null,null,"1977-08-29",0,0,0,0,0]
[null,null,null,null,null,null,null,null,null,"1977-09-07",0,0,0,0,0]
[null,null,null,null,null,null,null,null,null,"1977-09-16",0,0,0,0,0]
[null,null,null,null,null,null,null,null,null,"1977-09-25",0,0,0,0,0]
[null,null,null,null,null,null,null,null,null,"1977-10-04",0,0,0,0,0]
[null,null,null,null,null,null,null,null,null,"1977-10-13",0,0,0,0,0]
[null,null,null,null,null,null,null,null,null,"1977-10-22",0,0,0,0,0]
[null,null,null,null,null,null,null,null,null,"1977-10-23",0,0,0,0,0]
[null,null,null,null,null,null,null,null,null,"1977-11-01",0,0,0,0,0]
[null,null,null,null,null,null,null,null,null,"1977-11-10",0,0,0,0,0]
[null,null,null,null,null,null,null,null,null,"1977-11-19",0,0,0,0,0]
[null,null,null,null,null,null,null,null,null,"1977-11-28",0,0,0,0,0]
[null,null,null,null,null,null,null,null,null,"1977-12-08",0,0,0,0,0]
[null,null,null,null,null,null,null,null,null,"1977-12-17",0,0,0,0,0]
[null,null,null,null,null,null,null,null,null,"1977-12-26",0,0,0,0,0]
[null,null,null,null,null,null,null,null,null,"1977-12-27",0,0,0,0,0]
[null,null,null,null,null,null,null,null,null,"1978-01-05",0,0,0,0,0]
[null,null,null,null,null,null,null,null,null,"1978-01-14",0,0,0,0,0]
[null,null,null,null,null,null,null,null,null,"1978-01-23",0,0,0,0,0]
[null,null,null,null,null,null,null,null,null,"1978-02-01",0,0,0,0,0]
[null,null,null,null,null,null,null,null,null,"1978-02-10",0,0,0,0,0]
[null,null,null,null,null,null,null,null,null,"1978-02-19",0,0,0,0,0]
[null,null,null,null,null,null,null,null,null,"1978-02-28",0,0,0,0,0]
[null,null,null,null,null,null,null,null,null,"1978-03-01",0,0,0,0,0]
[null,null,null,null,null,null,null,null,null,"1978-03-10",0,0,0,0,0]
[null,null,null,null,null,null,null,null,null,"1978-03-19",0,0,0,0,0]
[null,null,null,null,null,null,null,null,null,"1978-03-28",0,0,0,0,0]
[null,null,null,null,null,null,null,null,null,"1978-04-06",0,0,0,0,0]
[null,null,null,null,null,null,null,null,null,"1978-04-16",0,0,0,0,0]
[null,null,null,null,null,null,null,null,null,"1978-04-25",0,0,0,0,0]
[null,null,null,null,null,null,null,null,null,"1978-05-04",0,0,0,0,0]
[null,null,null,null,null,null,null,null,null,"1978-05-05",0,0,0,0,0]
[null,null,null,null,null,null,null,null,null,"1978-05-14",0,0,0,0,0]
[null,null,null,null,null,null,null,null,null,"1978-05-23",0,0,0,0,0]
[null,null,null,null,null,null,null,null,null,"1978-06-01",0,0,0,0,0]
[null,null,null,null,null,null,null,null,null,"1978-06-10",0,0,0,0,0]
[null,null,null,null,null,null,null,null,null,"1978-06-19",0,0,0,0,0]
[null,null,null,null,null,null,null,null,null,"1978-06-28",0,0,0,0,0]
[null,null,null,null,null,null,null,null,null,"1978-07-07",0,0,0,0,0]
[null,null,null,null,null,null,null,null,null,"1978-07-08",0,0,0,0,0]
[null,null,null,null,null,null,null,null,null,"1978-07-17",0,0,0,0,0]
[null,null,null,null,null,null,null,null,null,"1978-07-26",0,0,0,0,0]
[null,null,null,null,null,null,null,null,null,"1978-08-04",0,0,0,0,0]
[null,null,null,null,null,null,null,null,null,"1978-08-12",0,0,0,0,0]
[null,null,null,null,null,null,null,null,null,"1978-08-23",0,0,0,0,0]
[null,null,null,null,null,null,null,null,null,"1978-09-01",0,0,0,0,0]
[null,null,null,null,null,null,null,null,null,"1978-09-10",0,0,0,0,0]
[null,null,null,null,null,null,null,null,null,"1978-09-11",0,0,0,0,0]
[null,null,null,null,null,null,null,null,null,"1978-09-20",0,0,0,0,0]
[null,null,null,null,null,null,null,null,null,"1978-09-29",0,0,0,0,0]
[null,null,null,null,null,null,null,null,null,"1978-10-08",0,0,0,0,0]
[null,null,null,null,null,null,null,null,null,"1978-10-17",0,0,0,0,0]
[null,null,null,null,null,null,null,null,null,"1978-10-26",0,0,0,0,0]
[null,null,null,null,null,null,null,null,null,"1978-11-04",0,0,0,0,0]
[null,null,null,null,null,null,null,null,null,"1978-11-13",0,0,0,0,0]
[null,null,null,null,null,null,null,null,null,"1978-11-14",0,0,0,0,0]
[null,null,null,null,null,null,null,null,null,"1978-11-23",0,0,0,0,0]
[null,null,null,null,null,null,null,null,null,"1978-12-02",0,0,0,0,0]
[null,null,null,null,null,null,null,null,null,"1978-12-13",0,0,0,0,0]
[null,null,null,null,null,null,null,null,null,"1978-12-21",0,0,0,0,0]
[null,null,null,null,null,null,null,null,null,"1978-12-30",0,0,0,0,0]
[null,null,null,null,null,null,null,null,null,"1979-01-08",0,0,0,0,0]
[null,null,null,null,null,null,null,null,null,"1979-01-17",0,0,0,0,0]
[null,null,null,null,null,null,null,null,null,"1979-01-18",0,0,0,0,0]
[null,null,null,null,null,null,null,null,null,"1979-01-27",0,0,0,0,0]
[null,null,null,null,null,null,null,null,null,"1979-02-05",0,0,0,0,0]
[null,null,null,null,null,null,null,null,null,"1979-02-14",0,0,0,0,0]
[null,null,null,null,null,null,null,null,null,"1979-02-23",0,0,0,0,0]
[null,null,null,null,null,null,null,null,null,"1979-03-04",0,0,0,0,0]
[null,null,null,null,null,null,null,null,null,"1979-03-13",0,0,0,0,0]
[null,null,null,null,null,null,null,null,null,"1979-03-22",0,0,0,0,0]
[null,null,null,null,null,null,null,null,null,"1979-03-23",0,0,0,0,0]
[null,null,null,null,null,null,null,null,null,"1979-04-01",0,0,0,0,0]
[null,null,null,null,null,null,null,null,null,"1979-04-10",0,0,0,0,0]
[null,null,null,null,null,null,null,null,null,"1979-04-20",0,0,0,0,0]
[null,null,null,null,null,null,null,null,null,"1979-04-29",0,0,0,0,0]
[null,null,null,null,null,null,null,null,null,"1979-05-08",0,0,0,0,0]
[null,null,null,null,null,null,null,null,null,"1979-05-17",0,0,0,0,0]
[null,null,null,null,null,null,null,null,null,"1979-05-26",0,0,0,0,0]
[null,null,null,null,null,null,null,null,null,"1979-05-27",0,0,0,0,0]
[null,null,null,null,null,null,null,null,null,"1979-06-05",0,0,0,0,0]
[null,null,null,null,null,null,null,null,null,"1979-06-14",0,0,0,0,0]
[null,null,null,null,null,null,null,null,null,"1979-06-23",0,0,0,0,0]
[null,null,null,null,null,null,null,null,null,"1979-07-02",0,0,0,0,0]
[null,null,null,null,null,null,null,null,null,"1979-07-11",0,0,0,0,0]
[null,null,null,null,null,null,null,null,null,"1979-07-20",0,0,0,0,0]
[null,null,null,null,null,null,null,null,null,"1979-07-29",0,0,0,0,0]
[null,null,null,null,null,null,null,null,null,"1979-07-30",0,0,0,0,0]
[null,null,null,null,null,null,null,null,null,"1979-08-08",0,0,0,0,0]
[null,null,null,null,null,null,null,null,null,"1979-08-17",0,0,0,0,0]
[null,null,null,null,null,null,null,null,null,"1979-08-27",0,0,0,0,0]
[null,null,null,null,null,null,null,null,null,"1979-09-05",0,0,0,0,0]
[null,null,null,null,null,null,null,null,null,"1979-09-14",0,0,0,0,0]
[null,null,null,null,null,null,null,null,null,"1979-09-23",0,0,0,0,0]
[null,null,null,null,null,null,null,null,null,"1979-10-02",0,0,0,0,0]
[null,null,null,null,null,null,null,null,null,"1979-10-03",0,0,0,0,0]
[null,null,null,null,null,null,null,null,null,"1979-10-12",0,0,0,0,0]
[null,null,null,null,null,null,null,null,null,"1979-10-21",0,0,0,0,0]
[null,null,null,null,null,null,null,null,null,"1979-10-30",0,0,0,0,0]
[null,null,null,null,null,null,null,null,null,"1979-11-08",0,0,0,0,0]
[null,null,null,null,null,null,null,null,null,"1979-11-17",0,0,0,0,0]
[null,null,null,null,null,null,null,null,null,"1979-11-26",0,0,0,0,0]
[null,null,null,null,null,null,null,null,null,"1979-12-05",0,0,0,0,0]
[null,null,null,null,null,null,null,null,null,"1979-12-06",0,0,0,0,0]
[null,null,null,null,null,null,null,null,null,"1979-12-22",0,0,0,0,0]
[null,null,null,null,null,null,null,null,null,"1979-12-25",0,0,0,0,0]
[null,null,null,null,null,null,null,null,null,"1980-01-03",0,0,0,0,0]
[null,null,null,null,null,null,null,null,null,"1980-01-12",0,0,0,0,0]
[null,null,null,null,null,null,null,null,null,"1980-01-21",0,0,0,0,0]
[null,null,null,null,null,null,null,null,null,"1980-01-30",0,0,0,0,0]
[null,null,null,null,null,null,null,null,null,"1980-02-08",0,0,0,0,0]
[null,null,null,null,null,null,null,null,null,"1980-02-09",0,0,0,0,0]
[null,null,null,null,null,null,null,null,null,"1980-02-18",0,0,0,0,0]
[null,null,null,null,null,null,null,null,null,"1980-02-27",0,0,0,0,0]
[null,null,null,null,null,null,null,null,null,"1980-03-07",0,0,0,0,0]
[null,null,null,null,null,null,null,null,null,"1980-03-16",0,0,0,0,0]
[null,null,null,null,null,null,null,null,null,"1980-03-25",0,0,0,0,0]
[null,null,null,null,null,null,null,null,null,"1980-04-03",0,0,0,0,0]
[null,null,null,null,null,null,null,null,null,"1980-04-12",0,0,0,0,0]
[null,null,null,null,null,null,null,null,null,"1980-04-18",0,0,0,0,0]
[null,null,null,null,null,null,null,null,null,"1980-04-23",0,0,0,0,0]
[null,null,null,null,null,null,null,null,null,"1980-05-02",0,0,0,0,0]
[null,null,null,null,null,null,null,null,null,"1980-05-11",0,0,0,0,0]
[null,null,null,null,null,null,null,null,null,"1980-05-20",0,0,0,0,0]
[null,null,null,null,null,null,null,null,null,"1980-05-29",0,0,0,0,0]
[null,null,null,null,null,null,null,null,null,"1980-06-07",0,0,0,0,0]
[null,null,null,null,null,null,null,null,null,"1980-06-16",0,0,0,0,0]
[null,null,null,null,null,null,null,null,null,"1980-06-17",0,0,0,0,0]
[null,null,null,null,null,null,null,null,null,"1980-06-26",0,0,0,0,0]
[null,null,null,null,null,null,null,null,null,"1980-07-05",0,0,0,0,0]
[null,null,null,null,null,null,null,null,null,"1980-07-14",0,0,0,0,0]
[null,null,null,null,null,null,null,null,null,"1980-07-23",0,0,0,0,0]
[null,null,null,null,null,null,null,null,null,"1980-08-01",0,0,0,0,0]
[null,null,null,null,null,null,null,null,null,"1980-08-10",0,0,0,0,0]
[null,null,null,null,null,null,null,null,null,"1980-08-19",0,0,0,0,0]
[null,null,null,null,null,null,null,null,null,"1980-08-25",0,0,0,0,0]
[null,null,null,null,null,null,null,null,null,"1980-08-30",0,0,0,0,0]
[null,null,null,null,null,null,null,null,null,"1980-09-08",0,0,0,0,0]
[null,null,null,null,null,null,null,null,null,"1980-09-17",0,0,0,0,0]
[null,null,null,null,null,null,null,null,null,"1980-09-26",0,0,0,0,0]
[null,null,null,null,null,null,null,null,null,"1980-10-05",0,0,0,0,0]
[null,null,null,null,null,null,null,null,null,"1980-10-14",0,0,0,0,0]
[null,null,null,null,null,null,null,null,null,"1980-10-23",0,0,0,0,0]
[null,null,null,null,null,null,null,null,null,"1980-10-24",0,0,0,0,0]
[null,null,null,null,null,null,null,null,null,"1980-11-02",0,0,0,0,0]
[null,null,null,null,null,null,null,null,null,"1980-11-11",0,0,0,0,0]
[null,null,null,null,null,null,null,null,null,"1980-11-20",0,0,0,0,0]
[null,null,null,null,null,null,null,null,null,"1980-11-29",0,0,0,0,0]
[null,null,null,null,null,null,null,null,null,"1980-12-08",0,0,0,0,0]
[null,null,null,null,null,null,null,null,null,"1980-12-17",0,0,0,0,0]
[null,null,null,null,null,null,null,null,null,"1980-12-21",0,0,0,0,0]
[null,null,null,null,null,null,null,null,null,"1980-12-28",0,0,0,0,0]
[null,null,null,null,null,null,null,null,null,"1981-01-06",0,0,0,0,0]
[null,null,null,null,null,null,null,null,null,"1981-01-15",0,0,0,0,0]
[null,null,null,null,null,null,null,null,null,"1981-01-24",0,0,0,0,0]
[null,null,null,null,null,null,null,null,null,"1981-02-02",0,0,0,0,0]
[null,null,null,null,null,null,null,null,null,"1981-02-11",0,0,0,0,0]
[null,null,null,null,null,null,null,null,null,"1981-02-20",0,0,0,0,0]
[null,null,null,null,null,null,null,null,null,"1981-03-01",0,0,0,0,0]
[null,null,null,null,null,null,null,null,null,"1981-03-02",0,0,0,0,0]
[null,null,null,null,null,null,null,null,null,"1981-03-11",0,0,0,0,0]
[null,null,null,null,null,null,null,null,null,"1981-03-20",0,0,0,0,0]
[null,null,null,null,null,null,null,null,null,"1981-03-29",0,0,0,0,0]
[null,null,null,null,null,null,null,null,null,"1981-04-07",0,0,0,0,0]
[null,null,null,null,null,null,null,null,null,"1981-04-16",0,0,0,0,0]
[null,null,null,null,null,null,null,null,null,"1981-04-23",0,0,0,0,0]
[null,null,null,null,null,null,null,null,null,"1981-05-05",0,0,0,0,0]
[null,null,null,null,null,null,null,null,null,"1981-05-06",0,0,0,0,0]
[null,null,null,null,null,null,null,null,null,"1981-05-15",0,0,0,0,0]
[null,null,null,null,null,null,null,null,null,"1981-05-24",0,0,0,0,0]
[null,null,null,null,null,null,null,null,null,"1981-06-02",0,0,0,0,0]
[null,null,null,null,null,null,null,null,null,"1981-06-11",0,0,0,0,0]
[null,null,null,null,null,null,null,null,null,"1981-06-20",0,0,0,0,0]
[null,null,null,null,null,null,null,null,null,"1981-06-29",0,0,0,0,0]
[null,null,null,null,null,null,null,null,null,"1981-07-08",0,0,0,0,0]
[null,null,null,null,null,null,null,null,null,"1981-07-09",0,0,0,0,0]
[null,null,null,null,null,null,null,null,null,"1981-07-18",0,0,0,0,0]
[null,null,null,null,null,null,null,null,null,"1981-07-27",0,0,0,0,0]
[null,null,null,null,null,null,null,null,null,"1981-08-05",0,0,0,0,0]
[null,null,null,null,null,null,null,null,null,"1981-08-14",0,0,0,0,0]
[null,null,null,null,null,null,null,null,null,"1981-08-19",0,0,0,0,0]
[null,null,null,null,null,null,null,null,null,"1981-09-02",0,0,0,0,0]
[null,null,null,null,null,null,null,null,null,"1981-09-11",0,0,0,0,0]
[null,null,null,null,null,null,null,null,null,"1981-09-12",0,0,0,0,0]
[null,null,null,null,null,null,null,null,null,"1981-09-21",0,0,0,0,0]
[null,null,null,null,null,null,null,null,null,"1981-09-30",0,0,0,0,0]
[null,null,null,null,null,null,null,null,null,"1981-10-09",0,0,0,0,0]
[null,null,null,null,null,null,null,null,null,"1981-10-18",0,0,0,0,0]
[null,null,null,null,null,null,null,null,null,"1981-10-27",0,0,0,0,0]
[null,null,null,null,null,null,null,null,null,"1981-11-05",0,0,0,0,0]
[null,null,null,null,null,null,null,null,null,"1981-11-14",0,0,0,0,0]
[null,null,null,null,null,null,null,null,null,"1981-11-15",0,0,0,0,0]
[null,null,null,null,null,null,null,null,null,"1981-11-24",0,0,0,0,0]
[null,null,null,null,null,null,null,null,null,"1981-12-03",0,0,0,0,0]
[null,null,null,null,null,null,null,null,null,"1981-12-12",0,0,0,0,0]
[null,null,null,null,null,null,null,null,null,"1981-12-21",0,0,0,0,0]
[null,null,null,null,null,null,null,null,null,"1981-12-26",0,0,0,0,0]
[null,null,null,null,null,null,null,null,null,"1982-01-09",0,0,0,0,0]
[null,null,null,null,null,null,null,null,null,"1982-01-18",0,0,0,0,0]
[null,null,null,null,null,null,null,null,null,"1982-01-19",0,0,0,0,0]
[null,null,null,null,null,null,null,null,null,"1982-01-28",0,0,0,0,0]
[null,null,null,null,null,null,null,null,null,"1982-02-06",0,0,0,0,0]
[null,null,null,null,null,null,null,null,null,"1982-02-15",0,0,0,0,0]
[null,null,null,null,null,null,null,null,null,"1982-02-24",0,0,0,0,0]
[null,null,null,null,null,null,null,null,null,"1982-03-05",0,0,0,0,0]
[null,null,null,null,null,null,null,null,null,"1982-03-14",0,0,0,0,0]
[null,null,null,null,null,null,null,null,null,"1982-03-23",0,0,0,0,0]
[null,null,null,null,null,null,null,null,null,"1982-03-24",0,0,0,0,0]
[null,null,null,null,null,null,null,null,null,"1982-04-02",0,0,0,0,0]
[null,null,null,null,null,null,null,null,null,"1982-04-11",0,0,0,0,0]
[null,null,null,null,null,null,null,null,null,"1982-04-20",0,0,0,0,0]
[null,null,null,null,null,null,null,null,null,"1982-05-02",0,0,0,0,0]
[null,null,null,null,null,null,null,null,null,"1982-05-09",0,0,0,0,0]
[null,null,null,null,null,null,null,null,null,"1982-05-18",0,0,0,0,0]
[null,null,null,null,null,null,null,null,null,"1982-05-27",0,0,0,0,0]
[null,null,null,null,null,null,null,null,null,"1982-05-28",0,0,0,0,0]
[null,null,null,null,null,null,null,null,null,"1982-06-06",0,0,0,0,0]
[null,null,null,null,null,null,null,null,null,"1982-06-15",0,0,0,0,0]
[null,null,null,null,null,null,null,null,null,"1982-06-24",0,0,0,0,0]
[null,null,null,null,null,null,null,null,null,"1982-07-03",0,0,0,0,0]
[null,null,null,null,null,null,null,null,null,"1982-07-12",0,0,0,0,0]
[null,null,null,null,null,null,null,null,null,"1982-07-21",0,0,0,0,0]
[null,null,null,null,null,null,null,null,null,"1982-07-30",0,0,0,0,0]
[null,null,null,null,null,null,null,null,null,"1982-07-31",0,0,0,0,0]
[null,null,null,null,null,null,null,null,null,"1982-08-09",0,0,0,0,0]
[null,null,null,null,null,null,null,null,null,"1982-08-18",0,0,0,0,0]
[null,null,null,null,null,null,null,null,null,"1982-08-28",0,0,0,0,0]
[null,null,null,null,null,null,null,null,null,"1982-09-06",0,0,0,0,0]
[null,null,null,null,null,null,null,null,null,"1982-09-15",0,0,0,0,0]
[null,null,null,null,null,null,null,null,null,"1982-09-24",0,0,0,0,0]
[null,null,null,null,null,null,null,null,null,"1982-10-03",0,0,0,0,0]
[null,null,null,null,null,null,null,null,null,"1982-10-04",0,0,0,0,0]
[null,null,null,null,null,null,null,null,null,"1982-10-13",0,0,0,0,0]
[null,null,null,null,null,null,null,null,null,"1982-10-22",0,0,0,0,0]
[null,null,null,null,null,null,null,null,null,"1982-10-31",0,0,0,0,0]
[null,null,null,null,null,null,null,null,null,"1982-11-09",0,0,0,0,0]
[null,null,null,null,null,null,null,null,null,"1982-11-18",0,0,0,0,0]
[null,null,null,null,null,null,null,null,null,"1982-11-27",0,0,0,0,0]
[null,null,null,null,null,null,null,null,null,"1982-12-06",0,0,0,0,0]
[null,null,null,null,null,null,null,null,null,"1982-12-07",0,0,0,0,0]
[null,null,null,null,null,null,null,null,null,"1982-12-16",0,0,0,0,0]
[null,null,null,null,null,null,null,null,null,"1982-12-29",0,0,0,0,0]
[null,null,null,null,null,null,null,null,null,"1983-01-04",0,0,0,0,0]
[null,null,null,null,null,null,null,null,null,"1983-01-13",0,0,0,0,0]
[null,null,null,null,null,null,null,null,null,"1983-01-22",0,0,0,0,0]
[null,null,null,null,null,null,null,null,null,"1983-01-31",0,0,0,0,0]
[null,null,null,null,null,null,null,null,null,"1983-02-09",0,0,0,0,0]
[null,null,null,null,null,null,null,null,null,"1983-02-10",0,0,0,0,0]
[null,null,null,null,null,null,null,null,null,"1983-02-19",0,0,0,0,0]
[null,null,null,null,null,null,null,null,null,"1983-02-28",0,0,0,0,0]
[null,null,null,null,null,null,null,null,null,"1983-03-09",0,0,0,0,0]
[null,null,null,null,null,null,null,null,null,"1983-03-18",0,0,0,0,0]
[null,null,null,null,null,null,null,null,null,"1983-03-27",0,0,0,0,0]
[null,null,null,null,null,null,null,null,null,"1983-04-05",0,0,0,0,0]
[null,null,null,null,null,null,null,null,null,"1983-04-14",0,0,0,0,0]
[null,null,null,null,null,null,null,null,null,"1983-04-15",0,0,0,0,0]
[null,null,null,null,null,null,null,null,null,"1983-04-24",0,0,0,0,0]
[null,null,null,null,null,null,null,null,null,"1983-05-02",0,0,0,0,0]
[null,null,null,null,null,null,null,null,null,"1983-05-13",0,0,0,0,0]
[null,null,null,null,null,null,null,null,null,"1983-05-22",0,0,0,0,0]
[null,null,null,null,null,null,null,null,null,"1983-05-31",0,0,0,0,0]
[null,null,null,null,null,null,null,null,null,"1983-06-09",0,0,0,0,0]
[null,null,null,null,null,null,null,null,null,"1983-06-18",0,0,0,0,0]
[null,null,null,null,null,null,null,null,null,"1983-06-19",0,0,0,0,0]
[null,null,null,null,null,null,null,null,null,"1983-06-28",0,0,0,0,0]
[null,null,null,null,null,null,null,null,null,"1983-07-07",0,0,0,0,0]
[null,null,null,null,null,null,null,null,null,"1983-07-16",0,0,0,0,0]
[null,null,null,null,null,null,null,null,null,"1983-07-25",0,0,0,0,0]
[null,null,null,null,null,null,null,null,null,"1983-08-03",0,0,0,0,0]
[null,null,null,null,null,null,null,null,null,"1983-08-12",0,0,0,0,0]
[null,null,null,null,null,null,null,null,null,"1983-08-21",0,0,0,0,0]
[null,null,null,null,null,null,null,null,null,"1983-08-22",0,0,0,0,0]
[null,null,null,null,null,null,null,null,null,"1983-09-02",0,0,0,0,0]
[null,null,null,null,null,null,null,null,null,"1983-09-10",0,0,0,0,0]
[null,null,null,null,null,null,null,null,null,"1983-09-19",0,0,0,0,0]
[null,null,null,null,null,null,null,null,null,"1983-09-28",0,0,0,0,0]
[null,null,null,null,null,null,null,null,null,"1983-10-07",0,0,0,0,0]
[null,null,null,null,null,null,null,null,null,"1983-10-16",0,0,0,0,0]
[null,null,null,null,null,null,null,null,null,"1983-10-25",0,0,0,0,0]
[null,null,null,null,null,null,null,null,null,"1983-10-26",0,0,0,0,0]
[null,null,null,null,null,null,null,null,null,"1983-11-04",0,0,0,0,0]
[null,null,null,null,null,null,null,null,null,"1983-11-13",0,0,0,0,0]
[null,null,null,null,null,null,null,null,null,"1983-11-22",0,0,0,0,0]
[null,null,null,null,null,null,null,null,null,"1983-12-01",0,0,0,0,0]
[null,null,null,null,null,null,null,null,null,"1983-12-10",0,0,0,0,0]
[null,null,null,null,null,null,null,null,null,"1983-12-19",0,0,0,0,0]
[null,null,null,null,null,null,null,null,null,"1983-12-28",0,0,0,0,0]
[null,null,null,null,null,null,null,null,null,"1983-12-29",0,0,0,0,0]
[null,null,null,null,null,null,null,null,null,"1984-01-08",0,0,0,0,0]
[null,null,null,null,null,null,null,null,null,"1984-01-17",0,0,0,0,0]
[null,null,null,null,null,null,null,null,null,"1984-01-26",0,0,0,0,0]
[null,null,null,null,null,null,null,null,null,"1984-02-04",0,0,0,0,0]
[null,null,null,null,null,null,null,null,null,"1984-02-13",0,0,0,0,0]
[null,null,null,null,null,null,null,null,null,"1984-02-22",0,0,0,0,0]
[null,null,null,null,null,null,null,null,null,"1984-03-02",0,0,0,0,0]
[null,null,null,null,null,null,null,null,null,"1984-03-03",0,0,0,0,0]
[null,null,null,null,null,null,null,null,null,"1984-03-12",0,0,0,0,0]
[null,null,null,null,null,null,null,null,null,"1984-03-21",0,0,0,0,0]
[null,null,null,null,null,null,null,null,null,"1984-03-30",0,0,0,0,0]
[null,null,null,null,null,null,null,null,null,"1984-04-08",0,0,0,0,0]
[null,null,null,null,null,null,null,null,null,"1984-04-17",0,0,0,0,0]
[null,null,null,null,null,null,null,null,null,"1984-04-26",0,0,0,0,0]
[null,null,null,null,null,null,null,null,null,"1984-05-04",0,0,0,0,0]
[null,null,null,null,null,null,null,null,null,"1984-05-07",0,0,0,0,0]
[null,null,null,null,null,null,null,null,null,"1984-05-16",0,0,0,0,0]
[null,null,null,null,null,null,null,null,null,"1984-05-25",0,0,0,0,0]
[null,null,null,null,null,null,null,null,null,"1984-06-03",0,0,0,0,0]
[null,null,null,null,null,null,null,null,null,"1984-06-12",0,0,0,0,0]
[null,null,null,null,null,null,null,null,null,"1984-06-21",0,0,0,0,0]
[null,null,null,null,null,null,null,null,null,"1984-06-30",0,0,0,0,0]
[null,null,null,null,null,null,null,null,null,"1984-07-09",0,0,0,0,0]
[null,null,null,null,null,null,null,null,null,"1984-07-10",0,0,0,0,0]
[null,null,null,null,null,null,null,null,null,"1984-07-19",0,0,0,0,0]
[null,null,null,null,null,null,null,null,null,"1984-07-28",0,0,0,0,0]
[null,null,null,null,null,null,null,null,null,"1984-08-06",0,0,0,0,0]
[null,null,null,null,null,null,null,null,null,"1984-08-15",0,0,0,0,0]
[null,null,null,null,null,null,null,null,null,"1984-08-24",0,0,0,0,0]
[null,null,null,null,null,null,null,null,null,"1984-09-02",0,0,0,0,0]
[null,null,null,null,null,null,null,null,null,"1984-09-10",0,0,0,0,0]
[null,null,null,null,null,null,null,null,null,"1984-09-13",0,0,0,0,0]
[null,null,null,null,null,null,null,null,null,"1984-09-22",0,0,0,0,0]
[null,null,null,null,null,null,null,null,null,"1984-10-01",0,0,0,0,0]
[null,null,null,null,null,null,null,null,null,"1984-10-10",0,0,0,0,0]
[null,null,null,null,null,null,null,null,null,"1984-10-19",0,0,0,0,0]
[null,null,null,null,null,null,null,null,null,"1984-10-28",0,0,0,0,0]
[null,null,null,null,null,null,null,null,null,"1984-11-06",0,0,0,0,0]
[null,null,null,null,null,null,null,null,null,"1984-11-15",0,0,0,0,0]
[null,null,null,null,null,null,null,null,null,"1984-11-16",0,0,0,0,0]
[null,null,null,null,null,null,null,null,null,"1984-11-25",0,0,0,0,0]
[null,null,null,null,null,null,null,null,null,"1984-12-04",0,0,0,0,0]
[null,null,null,null,null,null,null,null,null,"1984-12-13",0,0,0,0,0]
[null,null,null,null,null,null,null,null,null,"1984-12-22",0,0,0,0,0]
[null,null,null,null,null,null,null,null,null,"1984-12-31",0,0,0,0,0]
[null,null,null,null,null,null,null,null,null,"1985-01-06",0,0,0,0,0]
[null,null,null,null,null,null,null,null,null,"1985-01-19",0,0,0,0,0]
[null,null,null,null,null,null,null,null,null,"1985-01-20",0,0,0,0,0]
[null,null,null,null,null,null,null,null,null,"1985-01-29",0,0,0,0,0]
[null,null,null,null,null,null,null,null,null,"1985-02-07",0,0,0,0,0]
[null,null,null,null,null,null,null,null,null,"1985-02-16",0,0,0,0,0]
[null,null,null,null,null,null,null,null,null,"1985-02-25",0,0,0,0,0]
[null,null,null,null,null,null,null,null,null,"1985-03-06",0,0,0,0,0]
[null,null,null,null,null,null,null,null,null,"1985-03-15",0,0,0,0,0]
[null,null,null,null,null,null,null,null,null,"1985-03-24",0,0,0,0,0]
[null,null,null,null,null,null,null,null,null,"1985-03-25",0,0,0,0,0]
[null,null,null,null,null,null,null,null,null,"1985-04-03",0,0,0,0,0]
[null,null,null,null,null,null,null,null,null,"1985-04-12",0,0,0,0,0]
[null,null,null,null,null,null,null,null,null,"1985-04-21",0,0,0,0,0]
[null,null,null,null,null,null,null,null,null,"1985-04-30",0,0,0,0,0]
[null,null,null,null,null,null,null,null,null,"1985-05-09",0,0,0,0,0]
[null,null,null,null,null,null,null,null,null,"1985-05-19",0,0,0,0,0]
[null,null,null,null,null,null,null,null,null,"1985-05-28",0,0,0,0,0]
[null,null,null,null,null,null,null,null,null,"1985-05-29",0,0,0,0,0]
[null,null,null,null,null,null,null,null,null,"1985-06-07",0,0,0,0,0]
[null,null,null,null,null,null,null,null,null,"1985-06-16",0,0,0,0,0]
[null,null,null,null,null,null,null,null,null,"1985-06-25",0,0,0,0,0]
[null,null,null,null,null,null,null,null,null,"1985-07-04",0,0,0,0,0]
[null,null,null,null,null,null,null,null,null,"1985-07-13",0,0,0,0,0]
[null,null,null,null,null,null,null,null,null,"1985-07-22",0,0,0,0,0]
[null,null,null,null,null,null,null,null,null,"1985-07-31",0,0,0,0,0]
[null,null,null,null,null,null,null,null,null,"1985-08-01",0,0,0,0,0]
[null,null,null,null,null,null,null,null,null,"1985-08-10",0,0,0,0,0]
[null,null,null,null,null,null,null,null,null,"1985-08-19",0,0,0,0,0]
[null,null,null,null,null,null,null,null,null,"1985-08-28",0,0,0,0,0]
[null,null,null,null,null,null,null,null,null,"1985-09-06",0,0,0,0,0]
[null,null,null,null,null,null,null,null,null,"1985-09-15",0,0,0,0,0]
[null,null,null,null,null,null,null,null,null,"1985-09-25",0,0,0,0,0]
[null,null,null,null,null,null,null,null,null,"1985-10-04",0,0,0,0,0]
[null,null,null,null,null,null,null,null,null,"1985-10-05",0,0,0,0,0]
[null,null,null,null,null,null,null,null,null,"1985-10-14",0,0,0,0,0]
[null,null,null,null,null,null,null,null,null,"1985-10-23",0,0,0,0,0]
[null,null,null,null,null,null,null,null,null,"1985-11-01",0,0,0,0,0]
[null,null,null,null,null,null,null,null,null,"1985-11-10",0,0,0,0,0]
[null,null,null,null,null,null,null,null,null,"1985-11-19",0,0,0,0,0]
[null,null,null,null,null,null,null,null,null,"1985-11-28",0,0,0,0,0]
[null,null,null,null,null,null,null,null,null,"1985-12-07",0,0,0,0,0]
[null,null,null,null,null,null,null,null,null,"1985-12-08",0,0,0,0,0]
[null,null,null,null,null,null,null,null,null,"1985-12-17",0,0,0,0,0]
[null,null,null,null,null,null,null,null,null,"1985-12-26",0,0,0,0,0]
[null,null,null,null,null,null,null,null,null,"1986-01-04",0,0,0,0,0]
[null,null,null,null,null,null,null,null,null,"1986-01-11",0,0,0,0,0]
[null,null,null,null,null,null,null,null,null,"1986-01-23",0,0,0,0,0]
[null,null,null,null,null,null,null,null,null,"1986-02-01",0,0,0,0,0]
[null,null,null,null,null,null,null,null,null,"1986-02-10",0,0,0,0,0]
[null,null,null,null,null,null,null,null,null,"1986-02-11",0,0,0,0,0]
[null,null,null,null,null,null,null,null,null,"1986-02-20",0,0,0,0,0]
[null,null,null,null,null,null,null,null,null,"1986-03-01",0,0,0,0,0]
[null,null,null,null,null,null,null,null,null,"1986-03-10",0,0,0,0,0]
[null,null,null,null,null,null,null,null,null,"1986-03-19",0,0,0,0,0]
[null,null,null,null,null,null,null,null,null,"1986-03-28",0,0,0,0,0]
[null,null,null,null,null,null,null,null,null,"1986-04-06",0,0,0,0,0]
[null,null,null,null,null,null,null,null,null,"1986-04-15",0,0,0,0,0]
[null,null,null,null,null,null,null,null,null,"1986-04-16",0,0,0,0,0]
[null,null,null,null,null,null,null,null,null,"1986-04-25",0,0,0,0,0]
[null,null,null,null,null,null,null,null,null,"1986-05-04",0,0,0,0,0]
[null,null,null,null,null,null,null,null,null,"1986-05-18",0,0,0,0,0]
[null,null,null,null,null,null,null,null,null,"1986-05-23",0,0,0,0,0]
[null,null,null,null,null,null,null,null,null,"1986-06-01",0,0,0,0,0]
[null,null,null,null,null,null,null,null,null,"1986-06-10",0,0,0,0,0]
[null,null,null,null,null,null,null,null,null,"1986-06-19",0,0,0,0,0]
[null,null,null,null,null,null,null,null,null,"1986-06-20",0,0,0,0,0]
[null,null,null,null,null,null,null,null,null,"1986-06-29",0,0,0,0,0]
[null,null,null,null,null,null,null,null,null,"1986-07-08",0,0,0,0,0]
[null,null,null,null,null,null,null,null,null,"1986-07-17",0,0,0,0,0]
[null,null,null,null,null,null,null,null,null,"1986-07-26",0,0,0,0,0]
[null,null,null,null,null,null,null,null,null,"1986-08-04",0,0,0,0,0]
[null,null,null,null,null,null,null,null,null,"1986-08-13",0,0,0,0,0]
[null,null,null,null,null,null,null,null,null,"1986-08-22",0,0,0,0,0]
[null,null,null,null,null,null,null,null,null,"1986-08-23",0,0,0,0,0]
[null,null,null,null,null,null,null,null,null,"1986-09-01",0,0,0,0,0]
[null,null,null,null,null,null,null,null,null,"1986-09-13",0,0,0,0,0]
[null,null,null,null,null,null,null,null,null,"1986-09-20",0,0,0,0,0]
[null,null,null,null,null,null,null,null,null,"1986-09-29",0,0,0,0,0]
[null,null,null,null,null,null,null,null,null,"1986-10-08",0,0,0,0,0]
[null,null,null,null,null,null,null,null,null,"1986-10-17",0,0,0,0,0]
[null,null,null,null,null,null,null,null,null,"1986-10-26",0,0,0,0,0]
[null,null,null,null,null,null,null,null,null,"1986-10-27",0,0,0,0,0]
[null,null,null,null,null,null,null,null,null,"1986-11-05",0,0,0,0,0]
[null,null,null,null,null,null,null,null,null,"1986-11-14",0,0,0,0,0]
[null,null,null,null,null,null,null,null,null,"1986-11-23",0,0,0,0,0]
[null,null,null,null,null,null,null,null,null,"1986-12-02",0,0,0,0,0]
[null,null,null,null,null,null,null,null,null,"1986-12-11",0,0,0,0,0]
[null,null,null,null,null,null,null,null,null,"1986-12-20",0,0,0,0,0]
[null,null,null,null,null,null,null,null,null,"1986-12-29",0,0,0,0,0]
[null,null,null,null,null,null,null,null,null,"1986-12-30",0,0,0,0,0]
[null,null,null,null,null,null,null,null,null,"1987-01-08",0,0,0,0,0]
[null,null,null,null,null,null,null,null,null,"1987-01-20",0,0,0,0,0]
[null,null,null,null,null,null,null,null,null,"1987-01-27",0,0,0,0,0]
[null,null,null,null,null,null,null,null,null,"1987-02-05",0,0,0,0,0]
[null,null,null,null,null,null,null,null,null,"1987-02-14",0,0,0,0,0]
[null,null,null,null,null,null,null,null,null,"1987-02-23",0,0,0,0,0]
[null,null,null,null,null,null,null,null,null,"1987-03-04",0,0,0,0,0]
[null,null,null,null,null,null,null,null,null,"1987-03-05",0,0,0,0,0]
[null,null,null,null,null,null,null,null,null,"1987-03-14",0,0,0,0,0]
[null,null,null,null,null,null,null,null,null,"1987-03-23",0,0,0,0,0]
[null,null,null,null,null,null,null,null,null,"1987-04-01",0,0,0,0,0]
[null,null,null,null,null,null,null,null,null,"1987-04-10",0,0,0,0,0]
[null,null,null,null,null,null,null,null,null,"1987-04-19",0,0,0,0,0]
[null,null,null,null,null,null,null,null,null,"1987-04-28",0,0,0,0,0]
[null,null,null,null,null,null,null,null,null,"1987-05-07",0,0,0,0,0]
[null,null,null,null,null,null,null,null,null,"1987-05-08",0,0,0,0,0]
[null,null,null,null,null,null,null,null,null,"1987-05-23",0,0,0,0,0]
[null,null,null,null,null,null,null,null,null,"1987-05-27",0,0,0,0,0]
[null,null,null,null,null,null,null,null,null,"1987-06-05",0,0,0,0,0]
[null,null,null,null,null,null,null,null,null,"1987-06-14",0,0,0,0,0]
[null,null,null,null,null,null,null,null,null,"1987-06-23",0,0,0,0,0]
[null,null,null,null,null,null,null,null,null,"1987-07-02",0,0,0,0,0]
[null,null,null,null,null,null,null,null,null,"1987-07-11",0,0,0,0,0]
[null,null,null,null,null,null,null,null,null,"1987-07-12",0,0,0,0,0]
[null,null,null,null,null,null,null,null,null,"1987-07-21",0,0,0,0,0]
[null,null,null,null,null,null,null,null,null,"1987-07-30",0,0,0,0,0]
[null,null,null,null,null,null,null,null,null,"1987-08-08",0,0,0,0,0]
[null,null,null,null,null,null,null,null,null,"1987-08-17",0,0,0,0,0]
[null,null,null,null,null,null,null,null,null,"1987-08-26",0,0,0,0,0]
[null,null,null,null,null,null,null,null,null,"1987-09-04",0,0,0,0,0]
[null,null,null,null,null,null,null,null,null,"1987-09-13",0,0,0,0,0]
[null,null,null,null,null,null,null,null,null,"1987-09-18",0,0,0,0,0]
[null,null,null,null,null,null,null,null,null,"1987-09-24",0,0,0,0,0]
[null,null,null,null,null,null,null,null,null,"1987-10-03",0,0,0,0,0]
[null,null,null,null,null,null,null,null,null,"1987-10-12",0,0,0,0,0]
[null,null,null,null,null,null,null,null,null,"1987-10-21",0,0,0,0,0]
[null,null,null,null,null,null,null,null,null,"1987-10-30",0,0,0,0,0]
[null,null,null,null,null,null,null,null,null,"1987-11-08",0,0,0,0,0]
[null,null,null,null,null,null,null,null,null,"1987-11-17",0,0,0,0,0]
[null,null,null,null,null,null,null,null,null,"1987-11-18",0,0,0,0,0]
[null,null,null,null,null,null,null,null,null,"1987-11-27",0,0,0,0,0]
[null,null,null,null,null,null,null,null,null,"1987-12-06",0,0,0,0,0]
[null,null,null,null,null,null,null,null,null,"1987-12-15",0,0,0,0,0]
[null,null,null,null,null,null,null,null,null,"1987-12-24",0,0,0,0,0]
[null,null,null,null,null,null,null,null,null,"1988-01-02",0,0,0,0,0]
[null,null,null,null,null,null,null,null,null,"1988-01-11",0,0,0,0,0]
[null,null,null,null,null,null,null,null,null,"1988-01-14",0,0,0,0,0]
[null,null,null,null,null,null,null,null,null,"1988-01-22",0,0,0,0,0]
[null,null,null,null,null,null,null,null,null,"1988-01-31",0,0,0,0,0]
[null,null,null,null,null,null,null,null,null,"1988-02-09",0,0,0,0,0]
[null,null,null,null,null,null,null,null,null,"1988-02-18",0,0,0,0,0]
[null,null,null,null,null,null,null,null,null,"1988-02-27",0,0,0,0,0]
[null,null,null,null,null,null,null,null,null,"1988-03-07",0,0,0,0,0]
[null,null,null,null,null,null,null,null,null,"1988-03-16",0,0,0,0,0]
[null,null,null,null,null,null,null,null,null,"1988-03-25",0,0,0,0,0]
[null,null,null,null,null,null,null,null,null,"1988-03-26",0,0,0,0,0]
[null,null,null,null,null,null,null,null,null,"1988-04-04",0,0,0,0,0]
[null,null,null,null,null,null,null,null,null,"1988-04-13",0,0,0,0,0]
[null,null,null,null,null,null,null,null,null,"1988-04-22",0,0,0,0,0]
[null,null,null,null,null,null,null,null,null,"1988-05-01",0,0,0,0,0]
[null,null,null,null,null,null,null,null,null,"1988-05-10",0,0,0,0,0]
[null,null,null,null,null,null,null,null,null,"1988-05-19",0,0,0,0,0]
[null,null,null,null,null,null,null,null,null,"1988-05-22",0,0,0,0,0]
[null,null,null,null,null,null,null,null,null,"1988-05-30",0,0,0,0,0]
[null,null,null,null,null,null,null,null,null,"1988-06-08",0,0,0,0,0]
[null,null,null,null,null,null,null,null,null,"1988-06-17",0,0,0,0,0]
[null,null,null,null,null,null,null,null,null,"1988-06-26",0,0,0,0,0]
[null,null,null,null,null,null,null,null,null,"1988-07-05",0,0,0,0,0]
[null,null,null,null,null,null,null,null,null,"1988-07-14",0,0,0,0,0]
[null,null,null,null,null,null,null,null,null,"1988-07-23",0,0,0,0,0]
[null,null,null,null,null,null,null,null,null,"1988-08-01",0,0,0,0,0]
[null,null,null,null,null,null,null,null,null,"1988-08-02",0,0,0,0,0]
[null,null,null,null,null,null,null,null,null,"1988-08-11",0,0,0,0,0]
[null,null,null,null,null,null,null,null,null,"1988-08-20",0,0,0,0,0]
[null,null,null,null,null,null,null,null,null,"1988-08-29",0,0,0,0,0]
[null,null,null,null,null,null,null,null,null,"1988-09-07",0,0,0,0,0]
[null,null,null,null,null,null,null,null,null,"1988-09-16",0,0,0,0,0]
[null,null,null,null,null,null,null,null,null,"1988-09-26",0,0,0,0,0]
[null,null,null,null,null,null,null,null,null,"1988-10-05",0,0,0,0,0]
[null,null,null,null,null,null,null,null,null,"1988-10-06",0,0,0,0,0]
[null,null,null,null,null,null,null,null,null,"1988-10-15",0,0,0,0,0]
[null,null,null,null,null,null,null,null,null,"1988-10-24",0,0,0,0,0]
[null,null,null,null,null,null,null,null,null,"1988-11-02",0,0,0,0,0]
[null,null,null,null,null,null,null,null,null,"1988-11-11",0,0,0,0,0]
[null,null,null,null,null,null,null,null,null,"1988-11-20",0,0,0,0,0]
[null,null,null,null,null,null,null,null,null,"1988-11-29",0,0,0,0,0]
[null,null,null,null,null,null,null,null,null,"1988-12-08",0,0,0,0,0]
[null,null,null,null,null,null,null,null,null,"1988-12-09",0,0,0,0,0]
[null,null,null,null,null,null,null,null,null,"1988-12-18",0,0,0,0,0]
[null,null,null,null,null,null,null,null,null,"1988-12-27",0,0,0,0,0]
[null,null,null,null,null,null,null,null,null,"1989-01-05",0,0,0,0,0]
[null,null,null,null,null,null,null,null,null,"1989-01-14",0,0,0,0,0]
[null,null,null,null,null,null,null,null,null,"1989-01-18",0,0,0,0,0]
[null,null,null,null,null,null,null,null,null,"1989-02-02",0,0,0,0,0]
[null,null,null,null,null,null,null,null,null,"1989-02-11",0,0,0,0,0]
[null,null,null,null,null,null,null,null,null,"1989-02-12",0,0,0,0,0]
[null,null,null,null,null,null,null,null,null,"1989-02-21",0,0,0,0,0]
[null,null,null,null,null,null,null,null,null,"1989-03-02",0,0,0,0,0]
[null,null,null,null,null,null,null,null,null,"1989-03-11",0,0,0,0,0]
[null,null,null,null,null,null,null,null,null,"1989-03-20",0,0,0,0,0]
[null,null,null,null,null,null,null,null,null,"1989-03-29",0,0,0,0,0]
[null,null,null,null,null,null,null,null,null,"1989-04-07",0,0,0,0,0]
[null,null,null,null,null,null,null,null,null,"1989-04-16",0,0,0,0,0]
[null,null,null,null,null,null,null,null,null,"1989-04-17",0,0,0,0,0]
[null,null,null,null,null,null,null,null,null,"1989-04-26",0,0,0,0,0]
[null,null,null,null,null,null,null,null,null,"1989-05-05",0,0,0,0,0]
[null,null,null,null,null,null,null,null,null,"1989-05-14",0,0,0,0,0]
[null,null,null,null,null,null,null,null,null,"1989-05-25",0,0,0,0,0]
[null,null,null,null,null,null,null,null,null,"1989-06-02",0,0,0,0,0]
[null,null,null,null,null,null,null,null,null,"1989-06-11",0,0,0,0,0]
[null,null,null,null,null,null,null,null,null,"1989-06-20",0,0,0,0,0]
[null,null,null,null,null,null,null,null,null,"1989-06-21",0,0,0,0,0]
[null,null,null,null,null,null,null,null,null,"1989-06-30",0,0,0,0,0]
[null,null,null,null,null,null,null,null,null,"1989-07-09",0,0,0,0,0]
[null,null,null,null,null,null,null,null,null,"1989-07-18",0,0,0,0,0]
[null,null,null,null,null,null,null,null,null,"1989-07-27",0,0,0,0,0]
[null,null,null,null,null,null,null,null,null,"1989-08-05",0,0,0,0,0]
[null,null,null,null,null,null,null,null,null,"1989-08-14",0,0,0,0,0]
[null,null,null,null,null,null,null,null,null,"1989-08-23",0,0,0,0,0]
[null,null,null,null,null,null,null,null,null,"1989-08-24",0,0,0,0,0]
[null,null,null,null,null,null,null,null,null,"1989-09-02",0,0,0,0,0]
[null,null,null,null,null,null,null,null,null,"1989-09-11",0,0,0,0,0]
[null,null,null,null,null,null,null,null,null,"1989-09-20",0,0,0,0,0]
[null,null,null,null,null,null,null,null,null,"1989-10-01",0,0,0,0,0]
[null,null,null,null,null,null,null,null,null,"1989-10-09",0,0,0,0,0]
[null,null,null,null,null,null,null,null,null,"1989-10-18",0,0,0,0,0]
[null,null,null,null,null,null,null,null,null,"1989-10-27",0,0,0,0,0]
[null,null,null,null,null,null,null,null,null,"1989-10-28",0,0,0,0,0]
[null,null,null,null,null,null,null,null,null,"1989-11-06",0,0,0,0,0]
[null,null,null,null,null,null,null,null,null,"1989-11-15",0,0,0,0,0]
[null,null,null,null,null,null,null,null,null,"1989-11-24",0,0,0,0,0]
[null,null,null,null,null,null,null,null,null,"1989-12-03",0,0,0,0,0]
[null,null,null,null,null,null,null,null,null,"1989-12-12",0,0,0,0,0]
[null,null,null,null,null,null,null,null,null,"1989-12-21",0,0,0,0,0]
[null,null,null,null,null,null,null,null,null,"1989-12-30",0,0,0,0,0]
[null,null,null,null,null,null,null,null,null,"1989-12-31",0,0,0,0,0]
[null,null,null,null,null,null,null,null,null,"1990-01-09",0,0,0,0,0]
[null,null,null,null,null,null,null,null,null,"1990-01-18",0,0,0,0,0]
[null,null,null,null,null,null,null,null,null,"1990-01-27",0,0,0,0,0]
[null,null,null,null,null,null,null,null,null,"1990-02-06",0,0,0,0,0]
[null,null,null,null,null,null,null,null,null,"1990-02-15",0,0,0,0,0]
[null,null,null,null,null,null,null,null,null,"1990-02-24",0,0,0,0,0]
[null,null,null,null,null,null,null,null,null,"1990-03-05",0,0,0,0,0]
[null,null,null,null,null,null,null,null,null,"1990-03-06",0,0,0,0,0]
[null,null,null,null,null,null,null,null,null,"1990-03-15",0,0,0,0,0]
[null,null,null,null,null,null,null,null,null,"1990-03-24",0,0,0,0,0]
[null,null,null,null,null,null,null,null,null,"1990-04-02",0,0,0,0,0]
[null,null,null,null,null,null,null,null,null,"1990-04-11",0,0,0,0,0]
[null,null,null,null,null,null,null,null,null,"1990-04-20",0,0,0,0,0]
[null,null,null,null,null,null,null,null,null,"1990-04-29",0,0,0,0,0]
[null,null,null,null,null,null,null,null,null,"1990-05-08",0,0,0,0,0]
[null,null,null,null,null,null,null,null,null,"1990-05-09",0,0,0,0,0]
[null,null,null,null,null,null,null,null,null,"1990-05-18",0,0,0,0,0]
[null,null,null,null,null,null,null,null,null,"1990-05-25",0,0,0,0,0]
[null,null,null,null,null,null,null,null,null,"1990-06-06",0,0,0,0,0]
[null,null,null,null,null,null,null,null,null,"1990-06-15",0,0,0,0,0]
[null,null,null,null,null,null,null,null,null,"1990-06-24",0,0,0,0,0]
[null,null,null,null,null,null,null,null,null,"1990-07-03",0,0,0,0,0]
[null,null,null,null,null,null,null,null,null,"1990-07-12",0,0,0,0,0]
[null,null,null,null,null,null,null,null,null,"1990-07-13",0,0,0,0,0]
[null,null,null,null,null,null,null,null,null,"1990-07-22",0,0,0,0,0]
[null,null,null,null,null,null,null,null,null,"1990-07-31",0,0,0,0,0]
[null,null,null,null,null,null,null,null,null,"1990-08-09",0,0,0,0,0]
[null,null,null,null,null,null,null,null,null,"1990-08-18",0,0,0,0,0]
[null,null,null,null,null,null,null,null,null,"1990-08-27",0,0,0,0,0]
[null,null,null,null,null,null,null,null,null,"1990-09-05",0,0,0,0,0]
[null,null,null,null,null,null,null,null,null,"1990-09-14",0,0,0,0,0]
[null,null,null,null,null,null,null,null,null,"1990-09-15",0,0,0,0,0]
[null,null,null,null,null,null,null,null,null,"1990-09-24",0,0,0,0,0]
[null,null,null,null,null,null,null,null,null,"1990-10-01",0,0,0,0,0]
[null,null,null,null,null,null,null,null,null,"1990-10-13",0,0,0,0,0]
[null,null,null,null,null,null,null,null,null,"1990-10-22",0,0,0,0,0]
[null,null,null,null,null,null,null,null,null,"1990-10-31",0,0,0,0,0]
[null,null,null,null,null,null,null,null,null,"1990-11-09",0,0,0,0,0]
[null,null,null,null,null,null,null,null,null,"1990-11-18",0,0,0,0,0]
[null,null,null,null,null,null,null,null,null,"1990-11-19",0,0,0,0,0]
[null,null,null,null,null,null,null,null,null,"1990-11-28",0,0,0,0,0]
[null,null,null,null,null,null,null,null,null,"1990-12-07",0,0,0,0,0]
[null,null,null,null,null,null,null,null,null,"1990-12-16",0,0,0,0,0]
[null,null,null,null,null,null,null,null,null,"1990-12-25",0,0,0,0,0]
[null,null,null,null,null,null,null,null,null,"1991-01-03",0,0,0,0,0]
[null,null,null,null,null,null,null,null,null,"1991-01-12",0,0,0,0,0]
[null,null,null,null,null,null,null,null,null,"1991-01-21",0,0,0,0,0]
[null,null,null,null,null,null,null,null,null,"1991-01-22",0,0,0,0,0]
[null,null,null,null,null,null,null,null,null,"1991-02-05",0,0,0,0,0]
[null,null,null,null,null,null,null,null,null,"1991-02-10",0,0,0,0,0]
[null,null,null,null,null,null,null,null,null,"1991-02-19",0,0,0,0,0]
[null,null,null,null,null,null,null,null,null,"1991-02-28",0,0,0,0,0]
[null,null,null,null,null,null,null,null,null,"1991-03-09",0,0,0,0,0]
[null,null,null,null,null,null,null,null,null,"1991-03-18",0,0,0,0,0]
[null,null,null,null,null,null,null,null,null,"1991-03-27",0,0,0,0,0]
[null,null,null,null,null,null,null,null,null,"1991-03-28",0,0,0,0,0]
[null,null,null,null,null,null,null,null,null,"1991-04-06",0,0,0,0,0]
[null,null,null,null,null,null,null,null,null,"1991-04-15",0,0,0,0,0]
[null,null,null,null,null,null,null,null,null,"1991-04-24",0,0,0,0,0]
[null,null,null,null,null,null,null,null,null,"1991-05-03",0,0,0,0,0]
[null,null,null,null,null,null,null,null,null,"1991-05-12",0,0,0,0,0]
[null,null,null,null,null,null,null,null,null,"1991-05-21",0,0,0,0,0]
[null,null,null,null,null,null,null,null,null,"1991-05-30",0,0,0,0,0]
[null,null,null,null,null,null,null,null,null,"1991-06-08",0,0,0,0,0]
[null,null,null,null,null,null,null,null,null,"1991-06-10",0,0,0,0,0]
[null,null,null,null,null,null,null,null,null,"1991-06-19",0,0,0,0,0]
[null,null,null,null,null,null,null,null,null,"1991-06-28",0,0,0,0,0]
[null,null,null,null,null,null,null,null,null,"1991-07-07",0,0,0,0,0]
[null,null,null,null,null,null,null,null,null,"1991-07-16",0,0,0,0,0]
[null,null,null,null,null,null,null,null,null,"1991-07-25",0,0,0,0,0]
[null,null,null,null,null,null,null,null,null,"1991-08-03",0,0,0,0,0]
[null,null,null,null,null,null,null,null,null,"1991-08-04",0,0,0,0,0]
[null,null,null,null,null,null,null,null,null,"1991-08-13",0,0,0,0,0]
[null,null,null,null,null,null,null,null,null,"1991-08-22",0,0,0,0,0]
[null,null,null,null,null,null,null,null,null,"1991-08-31",0,0,0,0,0]
[null,null,null,null,null,null,null,null,null,"1991-09-09",0,0,0,0,0]
[null,null,null,null,null,null,null,null,null,"1991-09-18",0,0,0,0,0]
[null,null,null,null,null,null,null,null,null,"1991-09-27",0,0,0,0,0]
[null,null,null,null,null,null,null,null,null,"1991-10-04",0,0,0,0,0]
[null,null,null,null,null,null,null,null,null,"1991-10-08",0,0,0,0,0]
[null,null,null,null,null,null,null,null,null,"1991-10-17",0,0,0,0,0]
[null,null,null,null,null,null,null,null,null,"1991-10-26",0,0,0,0,0]
[null,null,null,null,null,null,null,null,null,"1991-11-04",0,0,0,0,0]
[null,null,null,null,null,null,null,null,null,"1991-11-13",0,0,0,0,0]
[null,null,null,null,null,null,null,null,null,"1991-11-22",0,0,0,0,0]
[null,null,null,null,null,null,null,null,null,"1991-12-01",0,0,0,0,0]
[null,null,null,null,null,null,null,null,null,"1991-12-10",0,0,0,0,0]
[null,null,null,null,null,null,null,null,null,"1991-12-11",0,0,0,0,0]
[null,null,null,null,null,null,null,null,null,"1991-12-20",0,0,0,0,0]
[null,null,null,null,null,null,null,null,null,"1991-12-29",0,0,0,0,0]
[null,null,null,null,null,null,null,null,null,"1992-01-07",0,0,0,0,0]
[null,null,null,null,null,null,null,null,null,"1992-01-16",0,0,0,0,0]
[null,null,null,null,null,null,null,null,null,"1992-01-25",0,0,0,0,0]
[null,null,null,null,null,null,null,null,null,"1992-02-03",0,0,0,0,0]
[null,null,null,null,null,null,null,null,null,"1992-02-10",0,0,0,0,0]
[null,null,null,null,null,null,null,null,null,"1992-02-14",0,0,0,0,0]
[null,null,null,null,null,null,null,null,null,"1992-02-23",0,0,0,0,0]
[null,null,null,null,null,null,null,null,null,"1992-03-03",0,0,0,0,0]
[null,null,null,null,null,null,null,null,null,"1992-03-12",0,0,0,0,0]
[null,null,null,null,null,null,null,null,null,"1992-03-21",0,0,0,0,0]
[null,null,null,null,null,null,null,null,null,"1992-03-30",0,0,0,0,0]
[null,null,null,null,null,null,null,null,null,"1992-04-08",0,0,0,0,0]
[null,null,null,null,null,null,null,null,null,"1992-04-17",0,0,0,0,0]
[null,null,null,null,null,null,null,null,null,"1992-04-18",0,0,0,0,0]
[null,null,null,null,null,null,null,null,null,"1992-04-27",0,0,0,0,0]
[null,null,null,null,null,null,null,null,null,"1992-05-06",0,0,0,0,0]
[null,null,null,null,null,null,null,null,null,"1992-05-15",0,0,0,0,0]
[null,null,null,null,null,null,null,null,null,"1992-05-24",0,0,0,0,0]
[null,null,null,null,null,null,null,null,null,"1992-06-02",0,0,0,0,0]
[null,null,null,null,null,null,null,null,null,"1992-06-07",0,0,0,0,0]
[null,null,null,null,null,null,null,null,null,"1992-06-21",0,0,0,0,0]
[null,null,null,null,null,null,null,null,null,"1992-06-22",0,0,0,0,0]
[null,null,null,null,null,null,null,null,null,"1992-07-01",0,0,0,0,0]
[null,null,null,null,null,null,null,null,null,"1992-07-10",0,0,0,0,0]
[null,null,null,null,null,null,null,null,null,"1992-07-19",0,0,0,0,0]
[null,null,null,null,null,null,null,null,null,"1992-07-28",0,0,0,0,0]
[null,null,null,null,null,null,null,null,null,"1992-08-06",0,0,0,0,0]
[null,null,null,null,null,null,null,null,null,"1992-08-15",0,0,0,0,0]
[null,null,null,null,null,null,null,null,null,"1992-08-24",0,0,0,0,0]
[null,null,null,null,null,null,null,null,null,"1992-08-25",0,0,0,0,0]
[null,null,null,null,null,null,null,null,null,"1992-09-03",0,0,0,0,0]
[null,null,null,null,null,null,null,null,null,"1992-09-12",0,0,0,0,0]
[null,null,null,null,null,null,null,null,null,"1992-09-21",0,0,0,0,0]
[null,null,null,null,null,null,null,null,null,"1992-09-30",0,0,0,0,0]
[null,null,null,null,null,null,null,null,null,"1992-10-12",0,0,0,0,0]
[null,null,null,null,null,null,null,null,null,"1992-10-19",0,0,0,0,0]
[null,null,null,null,null,null,null,null,null,"1992-10-28",0,0,0,0,0]
[null,null,null,null,null,null,null,null,null,"1992-10-29",0,0,0,0,0]
[null,null,null,null,null,null,null,null,null,"1992-11-07",0,0,0,0,0]
[null,null,null,null,null,null,null,null,null,"1992-11-16",0,0,0,0,0]
[null,null,null,null,null,null,null,null,null,"1992-11-25",0,0,0,0,0]
[null,null,null,null,null,null,null,null,null,"1992-12-04",0,0,0,0,0]
[null,null,null,null,null,null,null,null,null,"1992-12-13",0,0,0,0,0]
[null,null,null,null,null,null,null,null,null,"1992-12-22",0,0,0,0,0]
[null,null,null,null,null,null,null,null,null,"1992-12-31",0,0,0,0,0]
[null,null,null,null,null,null,null,null,null,"1993-01-01",0,0,0,0,0]
[null,null,null,null,null,null,null,null,null,"1993-01-10",0,0,0,0,0]
[null,null,null,null,null,null,null,null,null,"1993-01-19",0,0,0,0,0]
[null,null,null,null,null,null,null,null,null,"1993-01-28",0,0,0,0,0]
[null,null,null,null,null,null,null,null,null,"1993-02-03",0,0,0,0,0]
[null,null,null,null,null,null,null,null,null,"1993-02-16",0,0,0,0,0]
[null,null,null,null,null,null,null,null,null,"1993-02-25",0,0,0,0,0]
[null,null,null,null,null,null,null,null,null,"1993-03-06",0,0,0,0,0]
[null,null,null,null,null,null,null,null,null,"1993-03-07",0,0,0,0,0]
[null,null,null,null,null,null,null,null,null,"1993-03-16",0,0,0,0,0]
[null,null,null,null,null,null,null,null,null,"1993-03-25",0,0,0,0,0]
[null,null,null,null,null,null,null,null,null,"1993-04-03",0,0,0,0,0]
[null,null,null,null,null,null,null,null,null,"1993-04-12",0,0,0,0,0]
[null,null,null,null,null,null,null,null,null,"1993-04-21",0,0,0,0,0]
[null,null,null,null,null,null,null,null,null,"1993-04-30",0,0,0,0,0]
[null,null,null,null,null,null,null,null,null,"1993-05-09",0,0,0,0,0]
[null,null,null,null,null,null,null,null,null,"1993-05-10",0,0,0,0,0]
[null,null,null,null,null,null,null,null,null,"1993-05-19",0,0,0,0,0]
[null,null,null,null,null,null,null,null,null,"1993-05-28",0,0,0,0,0]
[null,null,null,null,null,null,null,null,null,"1993-06-06",0,0,0,0,0]
[null,null,null,null,null,null,null,null,null,"1993-06-12",0,0,0,0,0]
[null,null,null,null,null,null,null,null,null,"1993-06-25",0,0,0,0,0]
[null,null,null,null,null,null,null,null,null,"1993-07-04",0,0,0,0,0]
[null,null,null,null,null,null,null,null,null,"1993-07-13",0,0,0,0,0]
[null,null,null,null,null,null,null,null,null,"1993-07-14",0,0,0,0,0]
[null,null,null,null,null,null,null,null,null,"1993-07-23",0,0,0,0,0]
[null,null,null,null,null,null,null,null,null,"1993-08-01",0,0,0,0,0]
[null,null,null,null,null,null,null,null,null,"1993-08-10",0,0,0,0,0]
[null,null,null,null,null,null,null,null,null,"1993-08-19",0,0,0,0,0]
[null,null,null,null,null,null,null,null,null,"1993-08-28",0,0,0,0,0]
[null,null,null,null,null,null,null,null,null,"1993-09-06",0,0,0,0,0]
[null,null,null,null,null,null,null,null,null,"1993-09-15",0,0,0,0,0]
[null,null,null,null,null,null,null,null,null,"1993-09-16",0,0,0,0,0]
[null,null,null,null,null,null,null,null,null,"1993-09-25",0,0,0,0,0]
[null,null,null,null,null,null,null,null,null,"1993-10-04",0,0,0,0,0]
[null,null,null,null,null,null,null,null,null,"1993-10-17",0,0,0,0,0]
[null,null,null,null,null,null,null,null,null,"1993-10-23",0,0,0,0,0]
[null,null,null,null,null,null,null,null,null,"1993-11-01",0,0,0,0,0]
[null,null,null,null,null,null,null,null,null,"1993-11-10",0,0,0,0,0]
[null,null,null,null,null,null,null,null,null,"1993-11-19",0,0,0,0,0]
[null,null,null,null,null,null,null,null,null,"1993-11-20",0,0,0,0,0]
[null,null,null,null,null,null,null,null,null,"1993-11-29",0,0,0,0,0]
[null,null,null,null,null,null,null,null,null,"1993-12-08",0,0,0,0,0]
[null,null,null,null,null,null,null,null,null,"1993-12-17",0,0,0,0,0]
[null,null,null,null,null,null,null,null,null,"1993-12-26",0,0,0,0,0]
[null,null,null,null,null,null,null,null,null,"1994-01-04",0,0,0,0,0]
[null,null,null,null,null,null,null,null,null,"1994-01-13",0,0,0,0,0]
[null,null,null,null,null,null,null,null,null,"1994-01-22",0,0,0,0,0]
[null,null,null,null,null,null,null,null,null,"1994-01-23",0,0,0,0,0]
[null,null,null,null,null,null,null,null,null,"1994-02-01",0,0,0,0,0]
[null,null,null,null,null,null,null,null,null,"1994-02-12",0,0,0,0,0]
[null,null,null,null,null,null,null,null,null,"1994-02-20",0,0,0,0,0]
[null,null,null,null,null,null,null,null,null,"1994-03-01",0,0,0,0,0]
[null,null,null,null,null,null,null,null,null,"1994-03-10",0,0,0,0,0]
[null,null,null,null,null,null,null,null,null,"1994-03-19",0,0,0,0,0]
[null,null,null,null,null,null,null,null,null,"1994-03-28",0,0,0,0,0]
[null,null,null,null,null,null,null,null,null,"1994-03-29",0,0,0,0,0]
[null,null,null,null,null,null,null,null,null,"1994-04-07",0,0,0,0,0]
[null,null,null,null,null,null,null,null,null,"1994-04-16",0,0,0,0,0]
[null,null,null,null,null,null,null,null,null,"1994-04-25",0,0,0,0,0]
[null,null,null,null,null,null,null,null,null,"1994-05-04",0,0,0,0,0]
[null,null,null,null,null,null,null,null,null,"1994-05-13",0,0,0,0,0]
[null,null,null,null,null,null,null,null,null,"1994-05-22",0,0,0,0,0]
[null,null,null,null,null,null,null,null,null,"1994-05-31",0,0,0,0,0]
[null,null,null,null,null,null,null,null,null,"1994-06-01",0,0,0,0,0]
[null,null,null,null,null,null,null,null,null,"1994-06-10",0,0,0,0,0]
[null,null,null,null,null,null,null,null,null,"1994-06-20",0,0,0,0,0]
[null,null,null,null,null,null,null,null,null,"1994-06-29",0,0,0,0,0]
[null,null,null,null,null,null,null,null,null,"1994-07-08",0,0,0,0,0]
[null,null,null,null,null,null,null,null,null,"1994-07-17",0,0,0,0,0]
[null,null,null,null,null,null,null,null,null,"1994-07-26",0,0,0,0,0]
[null,null,null,null,null,null,null,null,null,"1994-08-04",0,0,0,0,0]
[null,null,null,null,null,null,null,null,null,"1994-08-05",0,0,0,0,0]
[null,null,null,null,null,null,null,null,null,"1994-08-14",0,0,0,0,0]
[null,null,null,null,null,null,null,null,null,"1994-08-23",0,0,0,0,0]
[null,null,null,null,null,null,null,null,null,"1994-09-01",0,0,0,0,0]
[null,null,null,null,null,null,null,null,null,"1994-09-10",0,0,0,0,0]
[null,null,null,null,null,null,null,null,null,"1994-09-19",0,0,0,0,0]
[null,null,null,null,null,null,null,null,null,"1994-09-28",0,0,0,0,0]
[null,null,null,null,null,null,null,null,null,"1994-10-07",0,0,0,0,0]
[null,null,null,null,null,null,null,null,null,"1994-10-08",0,0,0,0,0]
[null,null,null,null,null,null,null,null,null,"1994-10-17",0,0,0,0,0]
[null,null,null,null,null,null,null,null,null,"1994-10-27",0,0,0,0,0]
[null,null,null,null,null,null,null,null,null,"1994-11-05",0,0,0,0,0]
[null,null,null,null,null,null,null,null,null,"1994-11-14",0,0,0,0,0]
[null,null,null,null,null,null,null,null,null,"1994-11-23",0,0,0,0,0]
[null,null,null,null,null,null,null,null,null,"1994-12-02",0,0,0,0,0]
[null,null,null,null,null,null,null,null,null,"1994-12-11",0,0,0,0,0]
[null,null,null,null,null,null,null,null,null,"1994-12-12",0,0,0,0,0]
[null,null,null,null,null,null,null,null,null,"1994-12-21",0,0,0,0,0]
[null,null,null,null,null,null,null,null,null,"1994-12-30",0,0,0,0,0]
[null,null,null,null,null,null,null,null,null,"1995-01-08",0,0,0,0,0]
[null,null,null,null,null,null,null,null,null,"1995-01-17",0,0,0,0,0]
[null,null,null,null,null,null,null,null,null,"1995-01-26",0,0,0,0,0]
[null,null,null,null,null,null,null,null,null,"1995-02-04",0,0,0,0,0]
[null,null,null,null,null,null,null,null,null,"1995-02-13",0,0,0,0,0]
[null,null,null,null,null,null,null,null,null,"1995-02-17",0,0,0,0,0]
[null,null,null,null,null,null,null,null,null,"1995-02-24",0,0,0,0,0]
[null,null,null,null,null,null,null,null,null,"1995-03-05",0,0,0,0,0]
[null,null,null,null,null,null,null,null,null,"1995-03-14",0,0,0,0,0]
[null,null,null,null,null,null,null,null,null,"1995-03-23",0,0,0,0,0]
[null,null,null,null,null,null,null,null,null,"1995-04-01",0,0,0,0,0]
[null,null,null,null,null,null,null,null,null,"1995-04-10",0,0,0,0,0]
[null,null,null,null,null,null,null,null,null,"1995-04-19",0,0,0,0,0]
[null,null,null,null,null,null,null,null,null,"1995-04-20",0,0,0,0,0]
[null,null,null,null,null,null,null,null,null,"1995-04-29",0,0,0,0,0]
[null,null,null,null,null,null,null,null,null,"1995-05-08",0,0,0,0,0]
[null,null,null,null,null,null,null,null,null,"1995-05-17",0,0,0,0,0]
[null,null,null,null,null,null,null,null,null,"1995-05-26",0,0,0,0,0]
[null,null,null,null,null,null,null,null,null,"1995-06-04",0,0,0,0,0]
[null,null,null,null,null,null,null,null,null,"1995-06-13",0,0,0,0,0]
[null,null,null,null,null,null,null,null,null,"1995-06-15",0,0,0,0,0]
[null,null,null,null,null,null,null,null,null,"1995-06-24",0,0,0,0,0]
[null,null,null,null,null,null,null,null,null,"1995-07-03",0,0,0,0,0]
[null,null,null,null,null,null,null,null,null,"1995-07-12",0,0,0,0,0]
[null,null,null,null,null,null,null,null,null,"1995-07-21",0,0,0,0,0]
[null,null,null,null,null,null,null,null,null,"1995-07-30",0,0,0,0,0]
[null,null,null,null,null,null,null,null,null,"1995-08-08",0,0,0,0,0]
[null,null,null,null,null,null,null,null,null,"1995-08-17",0,0,0,0,0]
[null,null,null,null,null,null,null,null,null,"1995-08-26",0,0,0,0,0]
[null,null,null,null,null,null,null,null,null,"1995-08-27",0,0,0,0,0]
[null,null,null,null,null,null,null,null,null,"1995-09-05",0,0,0,0,0]
[null,null,null,null,null,null,null,null,null,"1995-09-14",0,0,0,0,0]
[null,null,null,null,null,null,null,null,null,"1995-09-23",0,0,0,0,0]
[null,null,null,null,null,null,null,null,null,"1995-10-02",0,0,0,0,0]
[null,null,null,null,null,null,null,null,null,"1995-10-11",0,0,0,0,0]
[null,null,null,null,null,null,null,null,null,"1995-10-20",0,0,0,0,0]
[null,null,null,null,null,null,null,null,null,"1995-10-22",0,0,0,0,0]
[null,null,null,null,null,null,null,null,null,"1995-10-31",0,0,0,0,0]
[null,null,null,null,null,null,null,null,null,"1995-11-09",0,0,0,0,0]
[null,null,null,null,null,null,null,null,null,"1995-11-18",0,0,0,0,0]
[null,null,null,null,null,null,null,null,null,"1995-11-27",0,0,0,0,0]
[null,null,null,null,null,null,null,null,null,"1995-12-06",0,0,0,0,0]
[null,null,null,null,null,null,null,null,null,"1995-12-15",0,0,0,0,0]
[null,null,null,null,null,null,null,null,null,"1995-12-24",0,0,0,0,0]
[null,null,null,null,null,null,null,null,null,"1996-01-02",0,0,0,0,0]
[null,null,null,null,null,null,null,null,null,"1996-01-03",0,0,0,0,0]
[null,null,null,null,null,null,null,null,null,"1996-01-12",0,0,0,0,0]
[null,null,null,null,null,null,null,null,null,"1996-01-21",0,0,0,0,0]
[null,null,null,null,null,null,null,null,null,"1996-01-30",0,0,0,0,0]
[null,null,null,null,null,null,null,null,null,"1996-02-08",0,0,0,0,0]
[null,null,null,null,null,null,null,null,null,"1996-02-17",0,0,0,0,0]
[null,null,null,null,null,null,null,null,null,"1996-02-26",0,0,0,0,0]
[null,null,null,null,null,null,null,null,null,"1996-03-07",0,0,0,0,0]
[null,null,null,null,null,null,null,null,null,"1996-03-08",0,0,0,0,0]
[null,null,null,null,null,null,null,null,null,"1996-03-17",0,0,0,0,0]
[null,null,null,null,null,null,null,null,null,"1996-03-26",0,0,0,0,0]
[null,null,null,null,null,null,null,null,null,"1996-04-04",0,0,0,0,0]
[null,null,null,null,null,null,null,null,null,"1996-04-13",0,0,0,0,0]
[null,null,null,null,null,null,null,null,null,"1996-04-22",0,0,0,0,0]
[null,null,null,null,null,null,null,null,null,"1996-05-01",0,0,0,0,0]
[null,null,null,null,null,null,null,null,null,"1996-05-10",0,0,0,0,0]
[null,null,null,null,null,null,null,null,null,"1996-05-11",0,0,0,0,0]
[null,null,null,null,null,null,null,null,null,"1996-05-20",0,0,0,0,0]
[null,null,null,null,null,null,null,null,null,"1996-05-29",0,0,0,0,0]
[null,null,null,null,null,null,null,null,null,"1996-06-07",0,0,0,0,0]
[null,null,null,null,null,null,null,null,null,"1996-06-16",0,0,0,0,0]
[null,null,null,null,null,null,null,null,null,"1996-06-23",0,0,0,0,0]
[null,null,null,null,null,null,null,null,null,"1996-07-05",0,0,0,0,0]
[null,null,null,null,null,null,null,null,null,"1996-07-14",0,0,0,0,0]
[null,null,null,null,null,null,null,null,null,"1996-07-15",0,0,0,0,0]
[null,null,null,null,null,null,null,null,null,"1996-07-24",0,0,0,0,0]
[null,null,null,null,null,null,null,null,null,"1996-08-02",0,0,0,0,0]
[null,null,null,null,null,null,null,null,null,"1996-08-11",0,0,0,0,0]
[null,null,null,null,null,null,null,null,null,"1996-08-20",0,0,0,0,0]
[null,null,null,null,null,null,null,null,null,"1996-08-29",0,0,0,0,0]
[null,null,null,null,null,null,null,null,null,"1996-09-07",0,0,0,0,0]
[null,null,null,null,null,null,null,null,null,"1996-09-16",0,0,0,0,0]
[null,null,null,null,null,null,null,null,null,"1996-09-17",0,0,0,0,0]
[null,null,null,null,null,null,null,null,null,"1996-09-26",0,0,0,0,0]
[null,null,null,null,null,null,null,null,null,"1996-10-05",0,0,0,0,0]
[null,null,null,null,null,null,null,null,null,"1996-10-14",0,0,0,0,0]
[null,null,null,null,null,null,null,null,null,"1996-10-19",0,0,0,0,0]
[null,null,null,null,null,null,null,null,null,"1996-11-02",0,0,0,0,0]
[null,null,null,null,null,null,null,null,null,"1996-11-11",0,0,0,0,0]
[null,null,null,null,null,null,null,null,null,"1996-11-20",0,0,0,0,0]
[null,null,null,null,null,null,null,null,null,"1996-11-21",0,0,0,0,0]
[null,null,null,null,null,null,null,null,null,"1996-11-30",0,0,0,0,0]
[null,null,null,null,null,null,null,null,null,"1996-12-09",0,0,0,0,0]
[null,null,null,null,null,null,null,null,null,"1996-12-18",0,0,0,0,0]
[null,null,null,null,null,null,null,null,null,"1996-12-27",0,0,0,0,0]
[null,null,null,null,null,null,null,null,null,"1997-01-05",0,0,0,0,0]
[null,null,null,null,null,null,null,null,null,"1997-01-14",0,0,0,0,0]
[null,null,null,null,null,null,null,null,null,"1997-01-23",0,0,0,0,0]
[null,null,null,null,null,null,null,null,null,"1997-01-24",0,0,0,0,0]
[null,null,null,null,null,null,null,null,null,"1997-02-02",0,0,0,0,0]
[null,null,null,null,null,null,null,null,null,"1997-02-11",0,0,0,0,0]
[null,null,null,null,null,null,null,null,null,"1997-02-20",0,0,0,0,0]
[null,null,null,null,null,null,null,null,null,"1997-02-25",0,0,0,0,0]
[null,null,null,null,null,null,null,null,null,"1997-03-11",0,0,0,0,0]
[null,null,null,null,null,null,null,null,null,"1997-03-20",0,0,0,0,0]
[null,null,null,null,null,null,null,null,null,"1997-03-29",0,0,0,0,0]
[null,null,null,null,null,null,null,null,null,"1997-03-30",0,0,0,0,0]
[null,null,null,null,null,null,null,null,null,"1997-04-08",0,0,0,0,0]
[null,null,null,null,null,null,null,null,null,"1997-04-17",0,0,0,0,0]
[null,null,null,null,null,null,null,null,null,"1997-04-26",0,0,0,0,0]
[null,null,null,null,null,null,null,null,null,"1997-05-05",0,0,0,0,0]
[null,null,null,null,null,null,null,null,null,"1997-05-14",0,0,0,0,0]
[null,null,null,null,null,null,null,null,null,"1997-05-23",0,0,0,0,0]
[null,null,null,null,null,null,null,null,null,"1997-06-01",0,0,0,0,0]
[null,null,null,null,null,null,null,null,null,"1997-06-02",0,0,0,0,0]
[null,null,null,null,null,null,null,null,null,"1997-06-11",0,0,0,0,0]
[null,null,null,null,null,null,null,null,null,"1997-06-20",0,0,0,0,0]
[null,null,null,null,null,null,null,null,null,"1997-06-28",0,0,0,0,0]
[null,null,null,null,null,null,null,null,null,"1997-07-09",0,0,0,0,0]
[null,null,null,null,null,null,null,null,null,"1997-07-18",0,0,0,0,0]
[null,null,null,null,null,null,null,null,null,"1997-07-27",0,0,0,0,0]
[null,null,null,null,null,null,null,null,null,"1997-08-05",0,0,0,0,0]
[null,null,null,null,null,null,null,null,null,"1997-08-06",0,0,0,0,0]
[null,null,null,null,null,null,null,null,null,"1997-08-15",0,0,0,0,0]
[null,null,null,null,null,null,null,null,null,"1997-08-24",0,0,0,0,0]
[null,null,null,null,null,null,null,null,null,"1997-09-02",0,0,0,0,0]
[null,null,null,null,null,null,null,null,null,"1997-09-11",0,0,0,0,0]
[null,null,null,null,null,null,null,null,null,"1997-09-20",0,0,0,0,0]
[null,null,null,null,null,null,null,null,null,"1997-09-29",0,0,0,0,0]
[null,null,null,null,null,null,null,null,null,"1997-10-08",0,0,0,0,0]
[null,null,null,null,null,null,null,null,null,"1997-10-09",0,0,0,0,0]
[null,null,null,null,null,null,null,null,null,"1997-10-18",0,0,0,0,0]
[null,null,null,null,null,null,null,null,null,"1997-11-02",0,0,0,0,0]
[null,null,null,null,null,null,null,null,null,"1997-11-06",0,0,0,0,0]
[null,null,null,null,null,null,null,null,null,"1997-11-15",0,0,0,0,0]
[null,null,null,null,null,null,null,null,null,"1997-11-24",0,0,0,0,0]
[null,null,null,null,null,null,null,null,null,"1997-12-03",0,0,0,0,0]
[null,null,null,null,null,null,null,null,null,"1997-12-12",0,0,0,0,0]
[null,null,null,null,null,null,null,null,null,"1997-12-13",0,0,0,0,0]
[null,null,null,null,null,null,null,null,null,"1997-12-22",0,0,0,0,0]
[null,null,null,null,null,null,null,null,null,"1997-12-31",0,0,0,0,0]
[null,null,null,null,null,null,null,null,null,"1998-01-09",0,0,0,0,0]
[null,null,null,null,null,null,null,null,null,"1998-01-18",0,0,0,0,0]
[null,null,null,null,null,null,null,null,null,"1998-01-27",0,0,0,0,0]
[null,null,null,null,null,null,null,null,null,"1998-02-05",0,0,0,0,0]
[null,null,null,null,null,null,null,null,null,"1998-02-14",0,0,0,0,0]
[null,null,null,null,null,null,null,null,null,"1998-02-15",0,0,0,0,0]
[null,null,null,null,null,null,null,null,null,"1998-02-28",0,0,0,0,0]
[null,null,null,null,null,null,null,null,null,"1998-03-06",0,0,0,0,0]
[null,null,null,null,null,null,null,null,null,"1998-03-15",0,0,0,0,0]
[null,null,null,null,null,null,null,null,null,"1998-03-24",0,0,0,0,0]
[null,null,null,null,null,null,null,null,null,"1998-04-02",0,0,0,0,0]
[null,null,null,null,null,null,null,null,null,"1998-04-11",0,0,0,0,0]
[null,null,null,null,null,null,null,null,null,"1998-04-20",0,0,0,0,0]
[null,null,null,null,null,null,null,null,null,"1998-04-21",0,0,0,0,0]
[null,null,null,null,null,null,null,null,null,"1998-04-30",0,0,0,0,0]
[null,null,null,null,null,null,null,null,null,"1998-05-09",0,0,0,0,0]
[null,null,null,null,null,null,null,null,null,"1998-05-18",0,0,0,0,0]
[null,null,null,null,null,null,null,null,null,"1998-05-27",0,0,0,0,0]
[null,null,null,null,null,null,null,null,null,"1998-06-05",0,0,0,0,0]
[null,null,null,null,null,null,null,null,null,"1998-06-14",0,0,0,0,0]
[null,null,null,null,null,null,null,null,null,"1998-06-23",0,0,0,0,0]
[null,null,null,null,null,null,null,null,null,"1998-06-24",0,0,0,0,0]
[null,null,null,null,null,null,null,null,null,"1998-07-07",0,0,0,0,0]
[null,null,null,null,null,null,null,null,null,"1998-07-13",0,0,0,0,0]
[null,null,null,null,null,null,null,null,null,"1998-07-22",0,0,0,0,0]
[null,null,null,null,null,null,null,null,null,"1998-07-31",0,0,0,0,0]
[null,null,null,null,null,null,null,null,null,"1998-08-09",0,0,0,0,0]
[null,null,null,null,null,null,null,null,null,"1998-08-18",0,0,0,0,0]
[null,null,null,null,null,null,null,null,null,"1998-08-27",0,0,0,0,0]
[null,null,null,null,null,null,null,null,null,"1998-08-28",0,0,0,0,0]
[null,null,null,null,null,null,null,null,null,"1998-09-06",0,0,0,0,0]
[null,null,null,null,null,null,null,null,null,"1998-09-15",0,0,0,0,0]
[null,null,null,null,null,null,null,null,null,"1998-09-24",0,0,0,0,0]
[null,null,null,null,null,null,null,null,null,"1998-10-03",0,0,0,0,0]
[null,null,null,null,null,null,null,null,null,"1998-10-12",0,0,0,0,0]
[null,null,null,null,null,null,null,null,null,"1998-10-21",0,0,0,0,0]
[null,null,null,null,null,null,null,null,null,"1998-10-30",0,0,0,0,0]
[null,null,null,null,null,null,null,null,null,"1998-11-02",0,0,0,0,0]
[null,null,null,null,null,null,null,null,null,"1998-11-10",0,0,0,0,0]
[null,null,null,null,null,null,null,null,null,"1998-11-19",0,0,0,0,0]
[null,null,null,null,null,null,null,null,null,"1998-11-28",0,0,0,0,0]
[null,null,null,null,null,null,null,null,null,"1998-12-07",0,0,0,0,0]
[null,null,null,null,null,null,null,null,null,"1998-12-16",0,0,0,0,0]
[null,null,null,null,null,null,null,null,null,"1998-12-25",0,0,0,0,0]
[null,null,null,null,null,null,null,null,null,"1999-01-03",0,0,0,0,0]
[null,null,null,null,null,null,null,null,null,"1999-01-04",0,0,0,0,0]
[null,null,null,null,null,null,null,null,null,"1999-01-13",0,0,0,0,0]
[null,null,null,null,null,null,null,null,null,"1999-01-22",0,0,0,0,0]
[null,null,null,null,null,null,null,null,null,"1999-01-31",0,0,0,0,0]
[null,null,null,null,null,null,null,null,null,"1999-02-09",0,0,0,0,0]
[null,null,null,null,null,null,null,null,null,"1999-02-18",0,0,0,0,0]
[null,null,null,null,null,null,null,null,null,"1999-02-27",0,0,0,0,0]
[null,null,null,null,null,null,null,null,null,"1999-03-05",0,0,0,0,0]
[null,null,null,null,null,null,null,null,null,"1999-03-10",0,0,0,0,0]
[null,null,null,null,null,null,null,null,null,"1999-03-19",0,0,0,0,0]
[null,null,null,null,null,null,null,null,null,"1999-03-28",0,0,0,0,0]
[null,null,null,null,null,null,null,null,null,"1999-04-06",0,0,0,0,0]
[null,null,null,null,null,null,null,null,null,"1999-04-15",0,0,0,0,0]
[null,null,null,null,null,null,null,null,null,"1999-04-24",0,0,0,0,0]
[null,null,null,null,null,null,null,null,null,"1999-05-03",0,0,0,0,0]
[null,null,null,null,null,null,null,null,null,"1999-05-12",0,0,0,0,0]
[null,null,null,null,null,null,null,null,null,"1999-05-13",0,0,0,0,0]
[null,null,null,null,null,null,null,null,null,"1999-05-22",0,0,0,0,0]
[null,null,null,null,null,null,null,null,null,"1999-05-31",0,0,0,0,0]
[null,null,null,null,null,null,null,null,null,"1999-06-09",0,0,0,0,0]
[null,null,null,null,null,null,null,null,null,"1999-06-18",0,0,0,0,0]
[null,null,null,null,null,null,null,null,null,"1999-06-27",0,0,0,0,0]
[null,null,null,null,null,null,null,null,null,"1999-07-01",0,0,0,0,0]
[null,null,null,null,null,null,null,null,null,"1999-07-16",0,0,0,0,0]
[null,null,null,null,null,null,null,null,null,"1999-07-17",0,0,0,0,0]
[null,null,null,null,null,null,null,null,null,"1999-07-26",0,0,0,0,0]
[null,null,null,null,null,null,null,null,null,"1999-08-04",0,0,0,0,0]
[null,null,null,null,null,null,null,null,null,"1999-08-13",0,0,0,0,0]
[null,null,null,null,null,null,null,null,null,"1999-08-22",0,0,0,0,0]
[null,null,null,null,null,null,null,null,null,"1999-08-31",0,0,0,0,0]
[null,null,null,null,null,null,null,null,null,"1999-09-09",0,0,0,0,0]
[null,null,null,null,null,null,null,null,null,"1999-09-18",0,0,0,0,0]
[null,null,null,null,null,null,null,null,null,"1999-09-19",0,0,0,0,0]
[null,null,null,null,null,null,null,null,null,"1999-09-28",0,0,0,0,0]
[null,null,null,null,null,null,null,null,null,"1999-10-07",0,0,0,0,0]
[null,null,null,null,null,null,null,null,null,"1999-10-16",0,0,0,0,0]
[null,null,null,null,null,null,null,null,null,"1999-10-25",0,0,0,0,0]
[null,null,null,null,null,null,null,null,null,"1999-11-03",0,0,0,0,0]
[null,null,null,null,null,null,null,null,null,"1999-11-07",0,0,0,0,0]
[null,null,null,null,null,null,null,null,null,"1999-11-22",0,0,0,0,0]
[null,null,null,null,null,null,null,null,null,"1999-11-23",0,0,0,0,0]
[null,null,null,null,null,null,null,null,null,"1999-12-02",0,0,0,0,0]
[null,null,null,null,null,null,null,null,null,"1999-12-11",0,0,0,0,0]
[null,null,null,null,null,null,null,null,null,"1999-12-20",0,0,0,0,0]
[null,null,null,null,null,null,null,null,null,"1999-12-29",0,0,0,0,0]
[null,null,null,null,null,null,null,null,null,"2000-01-07",0,0,0,0,0]
[null,null,null,null,null,null,null,null,null,"2000-01-16",0,0,0,0,0]
[null,null,null,null,null,null,null,null,null,"2000-01-25",0,0,0,0,0]
[null,null,null,null,null,null,null,null,null,"2000-01-26",0,0,0,0,0]
[null,null,null,null,null,null,null,null,null,"2000-02-04",0,0,0,0,0]
[null,null,null,null,null,null,null,null,null,"2000-02-13",0,0,0,0,0]
[null,null,null,null,null,null,null,null,null,"2000-02-22",0,0,0,0,0]
[null,null,null,null,null,null,null,null,null,"2000-03-02",0,0,0,0,0]
[null,null,null,null,null,null,null,null,null,"2000-03-13",0,0,0,0,0]
[null,null,null,null,null,null,null,null,null,"2000-03-21",0,0,0,0,0]
[null,null,null,null,null,null,null,null,null,"2000-03-30",0,0,0,0,0]
[null,null,null,null,null,null,null,null,null,"2000-03-31",0,0,0,0,0]
[null,null,null,null,null,null,null,null,null,"2000-04-09",0,0,0,0,0]
[null,null,null,null,null,null,null,null,null,"2000-04-18",0,0,0,0,0]
[null,null,null,null,null,null,null,null,null,"2000-04-27",0,0,0,0,0]
[null,null,null,null,null,null,null,null,null,"2000-05-06",0,0,0,0,0]
[null,null,null,null,null,null,null,null,null,"2000-05-15",0,0,0,0,0]
[null,null,null,null,null,null,null,null,null,"2000-05-24",0,0,0,0,0]
[null,null,null,null,null,null,null,null,null,"2000-06-02",0,0,0,0,0]
[null,null,null,null,null,null,null,null,null,"2000-06-03",0,0,0,0,0]
[null,null,null,null,null,null,null,null,null,"2000-06-12",0,0,0,0,0]
[null,null,null,null,null,null,null,null,null,"2000-06-21",0,0,0,0,0]
[null,null,null,null,null,null,null,null,null,"2000-06-30",0,0,0,0,0]
[null,null,null,null,null,null,null,null,null,"2000-07-09",0,0,0,0,0]
[null,null,null,null,null,null,null,null,null,"2000-07-19",0,0,0,0,0]
[null,null,null,null,null,null,null,null,null,"2000-07-28",0,0,0,0,0]
[null,null,null,null,null,null,null,null,null,"2000-08-06",0,0,0,0,0]
[null,null,null,null,null,null,null,null,null,"2000-08-07",0,0,0,0,0]
[null,null,null,null,null,null,null,null,null,"2000-08-16",0,0,0,0,0]
[null,null,null,null,null,null,null,null,null,"2000-08-25",0,0,0,0,0]
[null,null,null,null,null,null,null,null,null,"2000-09-03",0,0,0,0,0]
[null,null,null,null,null,null,null,null,null,"2000-09-12",0,0,0,0,0]
[null,null,null,null,null,null,null,null,null,"2000-09-21",0,0,0,0,0]
[null,null,null,null,null,null,null,null,null,"2000-09-30",0,0,0,0,0]
[null,null,null,null,null,null,null,null,null,"2000-10-09",0,0,0,0,0]
[null,null,null,null,null,null,null,null,null,"2000-10-10",0,0,0,0,0]
[null,null,null,null,null,null,null,null,null,"2000-10-19",0,0,0,0,0]
[null,null,null,null,null,null,null,null,null,"2000-10-28",0,0,0,0,0]
[null,null,null,null,null,null,null,null,null,"2000-11-06",0,0,0,0,0]
[null,null,null,null,null,null,null,null,null,"2000-11-15",0,0,0,0,0]
[null,null,null,null,null,null,null,null,null,"2000-11-25",0,0,0,0,0]
[null,null,null,null,null,null,null,null,null,"2000-12-04",0,0,0,0,0]
[null,null,null,null,null,null,null,null,null,"2000-12-13",0,0,0,0,0]
[null,null,null,null,null,null,null,null,null,"2000-12-14",0,0,0,0,0]
[null,null,null,null,null,null,null,null,null,"2000-12-23",0,0,0,0,0]
[null,null,null,null,null,null,null,null,null,"2001-01-01",0,0,0,0,0]
[null,null,null,null,null,null,null,null,null,"2001-01-10",0,0,0,0,0]
[null,null,null,null,null,null,null,null,null,"2001-01-19",0,0,0,0,0]
[null,null,null,null,null,null,null,null,null,"2001-01-28",0,0,0,0,0]
[null,null,null,null,null,null,null,null,null,"2001-02-06",0,0,0,0,0]
[null,null,null,null,null,null,null,null,null,"2001-02-15",0,0,0,0,0]
[null,null,null,null,null,null,null,null,null,"2001-02-16",0,0,0,0,0]
[null,null,null,null,null,null,null,null,null,"2001-02-25",0,0,0,0,0]
[null,null,null,null,null,null,null,null,null,"2001-03-06",0,0,0,0,0]
[null,null,null,null,null,null,null,null,null,"2001-03-13",0,0,0,0,0]
[null,null,null,null,null,null,null,null,null,"2001-03-25",0,0,0,0,0]
[null,null,null,null,null,null,null,null,null,"2001-04-03",0,0,0,0,0]
[null,null,null,null,null,null,null,null,null,"2001-04-12",0,0,0,0,0]
[null,null,null,null,null,null,null,null,null,"2001-04-21",0,0,0,0,0]
[null,null,null,null,null,null,null,null,null,"2001-04-22",0,0,0,0,0]
[null,null,null,null,null,null,null,null,null,"2001-05-01",0,0,0,0,0]
[null,null,null,null,null,null,null,null,null,"2001-05-10",0,0,0,0,0]
[null,null,null,null,null,null,null,null,null,"2001-05-19",0,0,0,0,0]
[null,null,null,null,null,null,null,null,null,"2001-05-28",0,0,0,0,0]
[null,null,null,null,null,null,null,null,null,"2001-06-06",0,0,0,0,0]
[null,null,null,null,null,null,null,null,null,"2001-06-15",0,0,0,0,0]
[null,null,null,null,null,null,null,null,null,"2001-06-24",0,0,0,0,0]
[null,null,null,null,null,null,null,null,null,"2001-06-25",0,0,0,0,0]
[null,null,null,null,null,null,null,null,null,"2001-07-04",0,0,0,0,0]
[null,null,null,null,null,null,null,null,null,"2001-07-14",0,0,0,0,0]
[null,null,null,null,null,null,null,null,null,"2001-07-23",0,0,0,0,0]
[null,null,null,null,null,null,null,null,null,"2001-08-01",0,0,0,0,0]
[null,null,null,null,null,null,null,null,null,"2001-08-10",0,0,0,0,0]
[null,null,null,null,null,null,null,null,null,"2001-08-19",0,0,0,0,0]
[null,null,null,null,null,null,null,null,null,"2001-08-28",0,0,0,0,0]
[null,null,null,null,null,null,null,null,null,"2001-08-29",0,0,0,0,0]
[null,null,null,null,null,null,null,null,null,"2001-09-07",0,0,0,0,0]
[null,null,null,null,null,null,null,null,null,"2001-09-16",0,0,0,0,0]
[null,null,null,null,null,null,null,null,null,"2001-09-25",0,0,0,0,0]
[null,null,null,null,null,null,null,null,null,"2001-10-04",0,0,0,0,0]
[null,null,null,null,null,null,null,null,null,"2001-10-13",0,0,0,0,0]
[null,null,null,null,null,null,null,null,null,"2001-10-22",0,0,0,0,0]
[null,null,null,null,null,null,null,null,null,"2001-10-31",0,0,0,0,0]
[null,null,null,null,null,null,null,null,null,"2001-11-01",0,0,0,0,0]
[null,null,null,null,null,null,null,null,null,"2001-11-09",0,0,0,0,0]
[null,null,null,null,null,null,null,null,null,"2001-11-20",0,0,0,0,0]
[null,null,null,null,null,null,null,null,null,"2001-11-29",0,0,0,0,0]
[null,null,null,null,null,null,null,null,null,"2001-12-08",0,0,0,0,0]
[null,null,null,null,null,null,null,null,null,"2001-12-17",0,0,0,0,0]
[null,null,null,null,null,null,null,null,null,"2001-12-26",0,0,0,0,0]
[null,null,null,null,null,null,null,null,null,"2002-01-04",0,0,0,0,0]
[null,null,null,null,null,null,null,null,null,"2002-01-05",0,0,0,0,0]
[null,null,null,null,null,null,null,null,null,"2002-01-14",0,0,0,0,0]
[null,null,null,null,null,null,null,null,null,"2002-01-23",0,0,0,0,0]
[null,null,null,null,null,null,null,null,null,"2002-02-01",0,0,0,0,0]
[null,null,null,null,null,null,null,null,null,"2002-02-10",0,0,0,0,0]
[null,null,null,null,null,null,null,null,null,"2002-02-19",0,0,0,0,0]
[null,null,null,null,null,null,null,null,null,"2002-02-28",0,0,0,0,0]
[null,null,null,null,null,null,null,null,null,"2002-03-09",0,0,0,0,0]
[null,null,null,null,null,null,null,null,null,"2002-03-10",0,0,0,0,0]
[null,null,null,null,null,null,null,null,null,"2002-03-18",0,0,0,0,0]
[null,null,null,null,null,null,null,null,null,"2002-03-29",0,0,0,0,0]
[null,null,null,null,null,null,null,null,null,"2002-04-07",0,0,0,0,0]
[null,null,null,null,null,null,null,null,null,"2002-04-16",0,0,0,0,0]
[null,null,null,null,null,null,null,null,null,"2002-04-25",0,0,0,0,0]
[null,null,null,null,null,null,null,null,null,"2002-05-04",0,0,0,0,0]
[null,null,null,null,null,null,null,null,null,"2002-05-13",0,0,0,0,0]
[null,null,null,null,null,null,null,null,null,"2002-05-14",0,0,0,0,0]
[null,null,null,null,null,null,null,null,null,"2002-05-23",0,0,0,0,0]
[null,null,null,null,null,null,null,null,null,"2002-06-01",0,0,0,0,0]
[null,null,null,null,null,null,null,null,null,"2002-06-10",0,0,0,0,0]
[null,null,null,null,null,null,null,null,null,"2002-06-19",0,0,0,0,0]
[null,null,null,null,null,null,null,null,null,"2002-06-28",0,0,0,0,0]
[null,null,null,null,null,null,null,null,null,"2002-07-07",0,0,0,0,0]
[null,null,null,null,null,null,null,null,null,"2002-07-16",0,0,0,0,0]
[null,null,null,null,null,null,null,null,null,"2002-07-23",0,0,0,0,0]
[null,null,null,null,null,null,null,null,null,"2002-07-27",0,0,0,0,0]
[null,null,null,null,null,null,null,null,null,"2002-08-05",0,0,0,0,0]
[null,null,null,null,null,null,null,null,null,"2002-08-14",0,0,0,0,0]
[null,null,null,null,null,null,null,null,null,"2002-08-23",0,0,0,0,0]
[null,null,null,null,null,null,null,null,null,"2002-09-01",0,0,0,0,0]
[null,null,null,null,null,null,null,null,null,"2002-09-10",0,0,0,0,0]
[null,null,null,null,null,null,null,null,null,"2002-09-19",0,0,0,0,0]
[null,null,null,null,null,null,null,null,null,"2002-09-20",0,0,0,0,0]
[null,null,null,null,null,null,null,null,null,"2002-09-29",0,0,0,0,0]
[null,null,null,null,null,null,null,null,null,"2002-10-08",0,0,0,0,0]
[null,null,null,null,null,null,null,null,null,"2002-10-17",0,0,0,0,0]
[null,null,null,null,null,null,null,null,null,"2002-10-26",0,0,0,0,0]
[null,null,null,null,null,null,null,null,null,"2002-11-04",0,0,0,0,0]
[null,null,null,null,null,null,null,null,null,"2002-11-13",0,0,0,0,0]
[null,null,null,null,null,null,null,null,null,"2002-11-18",0,0,0,0,0]
[null,null,null,null,null,null,null,null,null,"2002-11-24",0,0,0,0,0]
[null,null,null,null,null,null,null,null,null,"2002-12-03",0,0,0,0,0]
[null,null,null,null,null,null,null,null,null,"2002-12-12",0,0,0,0,0]
[null,null,null,null,null,null,null,null,null,"2002-12-21",0,0,0,0,0]
[null,null,null,null,null,null,null,null,null,"2002-12-30",0,0,0,0,0]
[null,null,null,null,null,null,null,null,null,"2003-01-08",0,0,0,0,0]
[null,null,null,null,null,null,null,null,null,"2003-01-17",0,0,0,0,0]
[null,null,null,null,null,null,null,null,null,"2003-01-26",0,0,0,0,0]
[null,null,null,null,null,null,null,null,null,"2003-01-27",0,0,0,0,0]
[null,null,null,null,null,null,null,null,null,"2003-02-05",0,0,0,0,0]
[null,null,null,null,null,null,null,null,null,"2003-02-14",0,0,0,0,0]
[null,null,null,null,null,null,null,null,null,"2003-02-23",0,0,0,0,0]
[null,null,null,null,null,null,null,null,null,"2003-03-04",0,0,0,0,0]
[null,null,null,null,null,null,null,null,null,"2003-03-13",0,0,0,0,0]
[null,null,null,null,null,null,null,null,null,"2003-03-21",0,0,0,0,0]
[null,null,null,null,null,null,null,null,null,"2003-04-01",0,0,0,0,0]
[null,null,null,null,null,null,null,null,null,"2003-04-02",0,0,0,0,0]
[null,null,null,null,null,null,null,null,null,"2003-04-11",0,0,0,0,0]
[null,null,null,null,null,null,null,null,null,"2003-04-20",0,0,0,0,0]
[null,null,null,null,null,null,null,null,null,"2003-04-29",0,0,0,0,0]
[null,null,null,null,null,null,null,null,null,"2003-05-08",0,0,0,0,0]
[null,null,null,null,null,null,null,null,null,"2003-05-17",0,0,0,0,0]
[null,null,null,null,null,null,null,null,null,"2003-05-26",0,0,0,0,0]
[null,null,null,null,null,null,null,null,null,"2003-06-04",0,0,0,0,0]
[null,null,null,null,null,null,null,null,null,"2003-06-05",0,0,0,0,0]
[null,null,null,null,null,null,null,null,null,"2003-06-14",0,0,0,0,0]
[null,null,null,null,null,null,null,null,null,"2003-06-23",0,0,0,0,0]
[null,null,null,null,null,null,null,null,null,"2003-07-02",0,0,0,0,0]
[null,null,null,null,null,null,null,null,null,"2003-07-11",0,0,0,0,0]
[null,null,null,null,null,null,null,null,null,"2003-07-20",0,0,0,0,0]
[null,null,null,null,null,null,null,null,null,"2003-07-28",0,0,0,0,0]
[null,null,null,null,null,null,null,null,null,"2003-08-08",0,0,0,0,0]
[null,null,null,null,null,null,null,null,null,"2003-08-09",0,0,0,0,0]
[null,null,null,null,null,null,null,null,null,"2003-08-18",0,0,0,0,0]
[null,null,null,null,null,null,null,null,null,"2003-08-27",0,0,0,0,0]
[null,null,null,null,null,null,null,null,null,"2003-09-05",0,0,0,0,0]
[null,null,null,null,null,null,null,null,null,"2003-09-14",0,0,0,0,0]
[null,null,null,null,null,null,null,null,null,"2003-09-23",0,0,0,0,0]
[null,null,null,null,null,null,null,null,null,"2003-10-02",0,0,0,0,0]
[null,null,null,null,null,null,null,null,null,"2003-10-11",0,0,0,0,0]
[null,null,null,null,null,null,null,null,null,"2003-10-12",0,0,0,0,0]
[null,null,null,null,null,null,null,null,null,"2003-10-21",0,0,0,0,0]
[null,null,null,null,null,null,null,null,null,"2003-10-30",0,0,0,0,0]
[null,null,null,null,null,null,null,null,null,"2003-11-08",0,0,0,0,0]
[null,null,null,null,null,null,null,null,null,"2003-11-17",0,0,0,0,0]
[null,null,null,null,null,null,null,null,null,"2003-11-23",0,0,0,0,0]
[null,null,null,null,null,null,null,null,null,"2003-12-06",0,0,0,0,0]
[null,null,null,null,null,null,null,null,null,"2003-12-15",0,0,0,0,0]
[null,null,null,null,null,null,null,null,null,"2003-12-16",0,0,0,0,0]
[null,null,null,null,null,null,null,null,null,"2003-12-25",0,0,0,0,0]
[null,null,null,null,null,null,null,null,null,"2004-01-03",0,0,0,0,0]
[null,null,null,null,null,null,null,null,null,"2004-01-12",0,0,0,0,0]
[null,null,null,null,null,null,null,null,null,"2004-01-21",0,0,0,0,0]
[null,null,null,null,null,null,null,null,null,"2004-01-30",0,0,0,0,0]
[null,null,null,null,null,null,null,null,null,"2004-02-08",0,0,0,0,0]
[null,null,null,null,null,null,null,null,null,"2004-02-17",0,0,0,0,0]
[null,null,null,null,null,null,null,null,null,"2004-02-18",0,0,0,0,0]
[null,null,null,null,null,null,null,null,null,"2004-02-27",0,0,0,0,0]
[null,null,null,null,null,null,null,null,null,"2004-03-07",0,0,0,0,0]
[null,null,null,null,null,null,null,null,null,"2004-03-16",0,0,0,0,0]
[null,null,null,null,null,null,null,null,null,"2004-03-29",0,0,0,0,0]
[null,null,null,null,null,null,null,null,null,"2004-04-04",0,0,0,0,0]
[null,null,null,null,null,null,null,null,null,"2004-04-13",0,0,0,0,0]
[null,null,null,null,null,null,null,null,null,"2004-04-22",0,0,0,0,0]
[null,null,null,null,null,null,null,null,null,"2004-04-23",0,0,0,0,0]
[null,null,null,null,null,null,null,null,null,"2004-05-02",0,0,0,0,0]
[null,null,null,null,null,null,null,null,null,"2004-05-11",0,0,0,0,0]
[null,null,null,null,null,null,null,null,null,"2004-05-20",0,0,0,0,0]
[null,null,null,null,null,null,null,null,null,"2004-05-29",0,0,0,0,0]
[null,null,null,null,null,null,null,null,null,"2004-06-07",0,0,0,0,0]
[null,null,null,null,null,null,null,null,null,"2004-06-16",0,0,0,0,0]
[null,null,null,null,null,null,null,null,null,"2004-06-25",0,0,0,0,0]
[null,null,null,null,null,null,null,null,null,"2004-06-26",0,0,0,0,0]
[null,null,null,null,null,null,null,null,null,"2004-07-05",0,0,0,0,0]
[null,null,null,null,null,null,null,null,null,"2004-07-14",0,0,0,0,0]
[null,null,null,null,null,null,null,null,null,"2004-07-25",0,0,0,0,0]
[null,null,null,null,null,null,null,null,null,"2004-08-02",0,0,0,0,0]
[null,null,null,null,null,null,null,null,null,"2004-08-11",0,0,0,0,0]
[null,null,null,null,null,null,null,null,null,"2004-08-20",0,0,0,0,0]
[null,null,null,null,null,null,null,null,null,"2004-08-29",0,0,0,0,0]
[null,null,null,null,null,null,null,null,null,"2004-08-30",0,0,0,0,0]
[null,null,null,null,null,null,null,null,null,"2004-09-08",0,0,0,0,0]
[null,null,null,null,null,null,null,null,null,"2004-09-17",0,0,0,0,0]
[null,null,null,null,null,null,null,null,null,"2004-09-26",0,0,0,0,0]
[null,null,null,null,null,null,null,null,null,"2004-10-05",0,0,0,0,0]
[null,null,null,null,null,null,null,null,null,"2004-10-14",0,0,0,0,0]
[null,null,null,null,null,null,null,null,null,"2004-10-23",0,0,0,0,0]
[null,null,null,null,null,null,null,null,null,"2004-11-01",0,0,0,0,0]
[null,null,null,null,null,null,null,null,null,"2004-11-02",0,0,0,0,0]
[null,null,null,null,null,null,null,null,null,"2004-11-11",0,0,0,0,0]
[null,null,null,null,null,null,null,null,null,"2004-11-20",0,0,0,0,0]
[null,null,null,null,null,null,null,null,null,"2004-12-01",0,0,0,0,0]
[null,null,null,null,null,null,null,null,null,"2004-12-09",0,0,0,0,0]
[null,null,null,null,null,null,null,null,null,"2004-12-18",0,0,0,0,0]
[null,null,null,null,null,null,null,null,null,"2004-12-27",0,0,0,0,0]
[null,null,null,null,null,null,null,null,null,"2005-01-05",0,0,0,0,0]
[null,null,null,null,null,null,null,null,null,"2005-01-06",0,0,0,0,0]
[null,null,null,null,null,null,null,null,null,"2005-01-15",0,0,0,0,0]
[null,null,null,null,null,null,null,null,null,"2005-01-24",0,0,0,0,0]
[null,null,null,null,null,null,null,null,null,"2005-02-02",0,0,0,0,0]
[null,null,null,null,null,null,null,null,null,"2005-02-11",0,0,0,0,0]
[null,null,null,null,null,null,null,null,null,"2005-02-20",0,0,0,0,0]
[null,null,null,null,null,null,null,null,null,"2005-03-01",0,0,0,0,0]
[null,null,null,null,null,null,null,null,null,"2005-03-10",0,0,0,0,0]
[null,null,null,null,null,null,null,null,null,"2005-03-11",0,0,0,0,0]
[null,null,null,null,null,null,null,null,null,"2005-03-20",0,0,0,0,0]
[null,null,null,null,null,null,null,null,null,"2005-04-03",0,0,0,0,0]
[null,null,null,null,null,null,null,null,null,"2005-04-08",0,0,0,0,0]
[null,null,null,null,null,null,null,null,null,"2005-04-17",0,0,0,0,0]
[null,null,null,null,null,null,null,null,null,"2005-04-26",0,0,0,0,0]
[null,null,null,null,null,null,null,null,null,"2005-05-05",0,0,0,0,0]
[null,null,null,null,null,null,null,null,null,"2005-05-14",0,0,0,0,0]
[null,null,null,null,null,null,null,null,null,"2005-05-15",0,0,0,0,0]
[null,null,null,null,null,null,null,null,null,"2005-05-24",0,0,0,0,0]
[null,null,null,null,null,null,null,null,null,"2005-06-02",0,0,0,0,0]
[null,null,null,null,null,null,null,null,null,"2005-06-11",0,0,0,0,0]
[null,null,null,null,null,null,null,null,null,"2005-06-20",0,0,0,0,0]
[null,null,null,null,null,null,null,null,null,"2005-06-29",0,0,0,0,0]
[null,null,null,null,null,null,null,null,null,"2005-07-08",0,0,0,0,0]
[null,null,null,null,null,null,null,null,null,"2005-07-17",0,0,0,0,0]
[null,null,null,null,null,null,null,null,null,"2005-07-18",0,0,0,0,0]
[null,null,null,null,null,null,null,null,null,"2005-07-30",0,0,0,0,0]
[null,null,null,null,null,null,null,null,null,"2005-08-06",0,0,0,0,0]
[null,null,null,null,null,null,null,null,null,"2005-08-15",0,0,0,0,0]
[null,null,null,null,null,null,null,null,null,"2005-08-24",0,0,0,0,0]
[null,null,null,null,null,null,null,null,null,"2005-09-02",0,0,0,0,0]
[null,null,null,null,null,null,null,null,null,"2005-09-11",0,0,0,0,0]
[null,null,null,null,null,null,null,null,null,"2005-09-20",0,0,0,0,0]
[null,null,null,null,null,null,null,null,null,"2005-09-21",0,0,0,0,0]
[null,null,null,null,null,null,null,null,null,"2005-09-30",0,0,0,0,0]
[null,null,null,null,null,null,null,null,null,"2005-10-09",0,0,0,0,0]
[null,null,null,null,null,null,null,null,null,"2005-10-18",0,0,0,0,0]
[null,null,null,null,null,null,null,null,null,"2005-10-27",0,0,0,0,0]
[null,null,null,null,null,null,null,null,null,"2005-11-05",0,0,0,0,0]
[null,null,null,null,null,null,null,null,null,"2005-11-14",0,0,0,0,0]
[null,null,null,null,null,null,null,null,null,"2005-11-23",0,0,0,0,0]
[null,null,null,null,null,null,null,null,null,"2005-11-24",0,0,0,0,0]
[null,null,null,null,null,null,null,null,null,"2005-12-06",0,0,0,0,0]
[null,null,null,null,null,null,null,null,null,"2005-12-13",0,0,0,0,0]
[null,null,null,null,null,null,null,null,null,"2005-12-22",0,0,0,0,0]
[null,null,null,null,null,null,null,null,null,"2005-12-31",0,0,0,0,0]
[null,null,null,null,null,null,null,null,null,"2006-01-09",0,0,0,0,0]
[null,null,null,null,null,null,null,null,null,"2006-01-18",0,0,0,0,0]
[null,null,null,null,null,null,null,null,null,"2006-01-27",0,0,0,0,0]
[null,null,null,null,null,null,null,null,null,"2006-01-28",0,0,0,0,0]
[null,null,null,null,null,null,null,null,null,"2006-02-06",0,0,0,0,0]
[null,null,null,null,null,null,null,null,null,"2006-02-15",0,0,0,0,0]
[null,null,null,null,null,null,null,null,null,"2006-02-24",0,0,0,0,0]
[null,null,null,null,null,null,null,null,null,"2006-03-05",0,0,0,0,0]
[null,null,null,null,null,null,null,null,null,"2006-03-14",0,0,0,0,0]
[null,null,null,null,null,null,null,null,null,"2006-03-23",0,0,0,0,0]
[null,null,null,null,null,null,null,null,null,"2006-04-01",0,0,0,0,0]
[null,null,null,null,null,null,null,null,null,"2006-04-03",0,0,0,0,0]
[null,null,null,null,null,null,null,null,null,"2006-04-12",0,0,0,0,0]
[null,null,null,null,null,null,null,null,null,"2006-04-21",0,0,0,0,0]
[null,null,null,null,null,null,null,null,null,"2006-04-30",0,0,0,0,0]
[null,null,null,null,null,null,null,null,null,"2006-05-09",0,0,0,0,0]
[null,null,null,null,null,null,null,null,null,"2006-05-18",0,0,0,0,0]
[null,null,null,null,null,null,null,null,null,"2006-05-27",0,0,0,0,0]
[null,null,null,null,null,null,null,null,null,"2006-06-05",0,0,0,0,0]
[null,null,null,null,null,null,null,null,null,"2006-06-06",0,0,0,0,0]
[null,null,null,null,null,null,null,null,null,"2006-06-15",0,0,0,0,0]
[null,null,null,null,null,null,null,null,null,"2006-06-24",0,0,0,0,0]
[null,null,null,null,null,null,null,null,null,"2006-07-03",0,0,0,0,0]
[null,null,null,null,null,null,null,null,null,"2006-07-12",0,0,0,0,0]
[null,null,null,null,null,null,null,null,null,"2006-07-21",0,0,0,0,0]
[null,null,null,null,null,null,null,null,null,"2006-07-30",0,0,0,0,0]
[null,null,null,null,null,null,null,null,null,"2006-08-08",0,0,0,0,0]
[null,null,null,null,null,null,null,null,null,"2006-08-10",0,0,0,0,0]
[null,null,null,null,null,null,null,null,null,"2006-08-19",0,0,0,0,0]
[null,null,null,null,null,null,null,null,null,"2006-08-28",0,0,0,0,0]
[null,null,null,null,null,null,null,null,null,"2006-09-06",0,0,0,0,0]
[null,null,null,null,null,null,null,null,null,"2006-09-15",0,0,0,0,0]
[null,null,null,null,null,null,null,null,null,"2006-09-24",0,0,0,0,0]
[null,null,null,null,null,null,null,null,null,"2006-10-03",0,0,0,0,0]
[null,null,null,null,null,null,null,null,null,"2006-10-12",0,0,0,0,0]
[null,null,null,null,null,null,null,null,null,"2006-10-13",0,0,0,0,0]
[null,null,null,null,null,null,null,null,null,"2006-10-22",0,0,0,0,0]
[null,null,null,null,null,null,null,null,null,"2006-10-31",0,0,0,0,0]
[null,null,null,null,null,null,null,null,null,"2006-11-09",0,0,0,0,0]
[null,null,null,null,null,null,null,null,null,"2006-11-18",0,0,0,0,0]
[null,null,null,null,null,null,null,null,null,"2006-11-27",0,0,0,0,0]
[null,null,null,null,null,null,null,null,null,"2006-11-30",0,0,0,0,0]
[null,null,null,null,null,null,null,null,null,"2006-12-16",0,0,0,0,0]
[null,null,null,null,null,null,null,null,null,"2006-12-17",0,0,0,0,0]
[null,null,null,null,null,null,null,null,null,"2006-12-26",0,0,0,0,0]
[null,null,null,null,null,null,null,null,null,"2007-01-04",0,0,0,0,0]
[null,null,null,null,null,null,null,null,null,"2007-01-13",0,0,0,0,0]
[null,null,null,null,null,null,null,null,null,"2007-01-22",0,0,0,0,0]
[null,null,null,null,null,null,null,null,null,"2007-01-31",0,0,0,0,0]
[null,null,null,null,null,null,null,null,null,"2007-02-09",0,0,0,0,0]
[null,null,null,null,null,null,null,null,null,"2007-02-18",0,0,0,0,0]
[null,null,null,null,null,null,null,null,null,"2007-02-19",0,0,0,0,0]
[null,null,null,null,null,null,null,null,null,"2007-02-28",0,0,0,0,0]
[null,null,null,null,null,null,null,null,null,"2007-03-09",0,0,0,0,0]
[null,null,null,null,null,null,null,null,null,"2007-03-18",0,0,0,0,0]
[null,null,null,null,null,null,null,null,null,"2007-03-27",0,0,0,0,0]
[null,null,null,null,null,null,null,null,null,"2007-04-05",0,0,0,0,0]
[null,null,null,null,null,null,null,null,null,"2007-04-12",0,0,0,0,0]
[null,null,null,null,null,null,null,null,null,"2007-04-24",0,0,0,0,0]
[null,null,null,null,null,null,null,null,null,"2007-04-25",0,0,0,0,0]
[null,null,null,null,null,null,null,null,null,"2007-05-04",0,0,0,0,0]
[null,null,null,null,null,null,null,null,null,"2007-05-13",0,0,0,0,0]
[null,null,null,null,null,null,null,null,null,"2007-05-22",0,0,0,0,0]
[null,null,null,null,null,null,null,null,null,"2007-05-31",0,0,0,0,0]
[null,null,null,null,null,null,null,null,null,"2007-06-09",0,0,0,0,0]
[null,null,null,null,null,null,null,null,null,"2007-06-18",0,0,0,0,0]
[null,null,null,null,null,null,null,null,null,"2007-06-27",0,0,0,0,0]
[null,null,null,null,null,null,null,null,null,"2007-06-28",0,0,0,0,0]
[null,null,null,null,null,null,null,null,null,"2007-07-07",0,0,0,0,0]
[null,null,null,null,null,null,null,null,null,"2007-07-16",0,0,0,0,0]
[null,null,null,null,null,null,null,null,null,"2007-07-25",0,0,0,0,0]
[null,null,null,null,null,null,null,null,null,"2007-08-03",0,0,0,0,0]
[null,null,null,null,null,null,null,null,null,"2007-08-13",0,0,0,0,0]
[null,null,null,null,null,null,null,null,null,"2007-08-22",0,0,0,0,0]
[null,null,null,null,null,null,null,null,null,"2007-08-31",0,0,0,0,0]
[null,null,null,null,null,null,null,null,null,"2007-09-01",0,0,0,0,0]
[null,null,null,null,null,null,null,null,null,"2007-09-10",0,0,0,0,0]
[null,null,null,null,null,null,null,null,null,"2007-09-19",0,0,0,0,0]
[null,null,null,null,null,null,null,null,null,"2007-09-28",0,0,0,0,0]
[null,null,null,null,null,null,null,null,null,"2007-10-07",0,0,0,0,0]
[null,null,null,null,null,null,null,null,null,"2007-10-16",0,0,0,0,0]
[null,null,null,null,null,null,null,null,null,"2007-10-25",0,0,0,0,0]
[null,null,null,null,null,null,null,null,null,"2007-11-03",0,0,0,0,0]
[null,null,null,null,null,null,null,null,null,"2007-11-04",0,0,0,0,0]
[null,null,null,null,null,null,null,null,null,"2007-11-13",0,0,0,0,0]
[null,null,null,null,null,null,null,null,null,"2007-11-22",0,0,0,0,0]
[null,null,null,null,null,null,null,null,null,"2007-12-01",0,0,0,0,0]
[null,null,null,null,null,null,null,null,null,"2007-12-09",0,0,0,0,0]
[null,null,null,null,null,null,null,null,null,"2007-12-20",0,0,0,0,0]
[null,null,null,null,null,null,null,null,null,"2007-12-29",0,0,0,0,0]
[null,null,null,null,null,null,null,null,null,"2008-01-07",0,0,0,0,0]
[null,null,null,null,null,null,null,null,null,"2008-01-08",0,0,0,0,0]
[null,null,null,null,null,null,null,null,null,"2008-01-17",0,0,0,0,0]
[null,null,null,null,null,null,null,null,null,"2008-01-26",0,0,0,0,0]
[null,null,null,null,null,null,null,null,null,"2008-02-04",0,0,0,0,0]
[null,null,null,null,null,null,null,null,null,"2008-02-13",0,0,0,0,0]
[null,null,null,null,null,null,null,null,null,"2008-02-22",0,0,0,0,0]
[null,null,null,null,null,null,null,null,null,"2008-03-02",0,0,0,0,0]
[null,null,null,null,null,null,null,null,null,"2008-03-11",0,0,0,0,0]
[null,null,null,null,null,null,null,null,null,"2008-03-12",0,0,0,0,0]
[null,null,null,null,null,null,null,null,null,"2008-03-21",0,0,0,0,0]
[null,null,null,null,null,null,null,null,null,"2008-03-30",0,0,0,0,0]
[null,null,null,null,null,null,null,null,null,"2008-04-05",0,0,0,0,0]
[null,null,null,null,null,null,null,null,null,"2008-04-18",0,0,0,0,0]
[null,null,null,null,null,null,null,null,null,"2008-04-27",0,0,0,0,0]
[null,null,null,null,null,null,null,null,null,"2008-05-06",0,0,0,0,0]
[null,null,null,null,null,null,null,null,null,"2008-05-15",0,0,0,0,0]
[null,null,null,null,null,null,null,null,null,"2008-05-16",0,0,0,0,0]
[null,null,null,null,null,null,null,null,null,"2008-05-25",0,0,0,0,0]
[null,null,null,null,null,null,null,null,null,"2008-06-03",0,0,0,0,0]
[null,null,null,null,null,null,null,null,null,"2008-06-12",0,0,0,0,0]
[null,null,null,null,null,null,null,null,null,"2008-06-21",0,0,0,0,0]
[null,null,null,null,null,null,null,null,null,"2008-06-30",0,0,0,0,0]
[null,null,null,null,null,null,null,null,null,"2008-07-09",0,0,0,0,0]
[null,null,null,null,null,null,null,null,null,"2008-07-18",0,0,0,0,0]
[null,null,null,null,null,null,null,null,null,"2008-07-19",0,0,0,0,0]
[null,null,null,null,null,null,null,null,null,"2008-07-28",0,0,0,0,0]
[null,null,null,null,null,null,null,null,null,"2008-08-06",0,0,0,0,0]
[null,null,null,null,null,null,null,null,null,"2008-08-12",0,0,0,0,0]
[null,null,null,null,null,null,null,null,null,"2008-08-25",0,0,0,0,0]
[null,null,null,null,null,null,null,null,null,"2008-09-03",0,0,0,0,0]
[null,null,null,null,null,null,null,null,null,"2008-09-12",0,0,0,0,0]
[null,null,null,null,null,null,null,null,null,"2008-09-21",0,0,0,0,0]
[null,null,null,null,null,null,null,null,null,"2008-09-22",0,0,0,0,0]
[null,null,null,null,null,null,null,null,null,"2008-10-01",0,0,0,0,0]
[null,null,null,null,null,null,null,null,null,"2008-10-10",0,0,0,0,0]
[null,null,null,null,null,null,null,null,null,"2008-10-19",0,0,0,0,0]
[null,null,null,null,null,null,null,null,null,"2008-10-28",0,0,0,0,0]
[null,null,null,null,null,null,null,null,null,"2008-11-06",0,0,0,0,0]
[null,null,null,null,null,null,null,null,null,"2008-11-15",0,0,0,0,0]
[null,null,null,null,null,null,null,null,null,"2008-11-24",0,0,0,0,0]
[null,null,null,null,null,null,null,null,null,"2008-11-25",0,0,0,0,0]
[null,null,null,null,null,null,null,null,null,"2008-12-04",0,0,0,0,0]
[null,null,null,null,null,null,null,null,null,"2008-12-17",0,0,0,0,0]
[null,null,null,null,null,null,null,null,null,"2008-12-23",0,0,0,0,0]
[null,null,null,null,null,null,null,null,null,"2009-01-01",0,0,0,0,0]
[null,null,null,null,null,null,null,null,null,"2009-01-10",0,0,0,0,0]
[null,null,null,null,null,null,null,null,null,"2009-01-19",0,0,0,0,0]
[null,null,null,null,null,null,null,null,null,"2009-01-28",0,0,0,0,0]
[null,null,null,null,null,null,null,null,null,"2009-01-29",0,0,0,0,0]
[null,null,null,null,null,null,null,null,null,"2009-02-07",0,0,0,0,0]
[null,null,null,null,null,null,null,null,null,"2009-02-16",0,0,0,0,0]
[null,null,null,null,null,null,null,null,null,"2009-02-25",0,0,0,0,0]
[null,null,null,null,null,null,null,null,null,"2009-03-06",0,0,0,0,0]
[null,null,null,null,null,null,null,null,null,"2009-03-15",0,0,0,0,0]
[null,null,null,null,null,null,null,null,null,"2009-03-24",0,0,0,0,0]
[null,null,null,null,null,null,null,null,null,"2009-04-02",0,0,0,0,0]
[null,null,null,null,null,null,null,null,null,"2009-04-03",0,0,0,0,0]
[null,null,null,null,null,null,null,null,null,"2009-04-19",0,0,0,0,0]
[null,null,null,null,null,null,null,null,null,"2009-04-22",0,0,0,0,0]
[null,null,null,null,null,null,null,null,null,"2009-05-01",0,0,0,0,0]
[null,null,null,null,null,null,null,null,null,"2009-05-10",0,0,0,0,0]
[null,null,null,null,null,null,null,null,null,"2009-05-19",0,0,0,0,0]
[null,null,null,null,null,null,null,null,null,"2009-05-28",0,0,0,0,0]
[null,null,null,null,null,null,null,null,null,"2009-06-06",0,0,0,0,0]
[null,null,null,null,null,null,null,null,null,"2009-06-07",0,0,0,0,0]
[null,null,null,null,null,null,null,null,null,"2009-06-16",0,0,0,0,0]
[null,null,null,null,null,null,null,null,null,"2009-06-25",0,0,0,0,0]
[null,null,null,null,null,null,null,null,null,"2009-07-04",0,0,0,0,0]
[null,null,null,null,null,null,null,null,null,"2009-07-13",0,0,0,0,0]
[null,null,null,null,null,null,null,null,null,"2009-07-22",0,0,0,0,0]
[null,null,null,null,null,null,null,null,null,"2009-07-31",0,0,0,0,0]
[null,null,null,null,null,null,null,null,null,"2009-08-09",0,0,0,0,0]
[null,null,null,null,null,null,null,null,null,"2009-08-15",0,0,0,0,0]
[null,null,null,null,null,null,null,null,null,"2009-08-19",0,0,0,0,0]
[null,null,null,null,null,null,null,null,null,"2009-08-20",0,0,0,0,0]
[null,null,null,null,null,null,null,null,null,"2009-08-21",0,0,0,0,0]
[null,null,null,null,null,null,null,null,null,"2009-08-22",0,0,0,0,0]
[null,null,null,null,null,null,null,null,null,"2009-08-23",0,0,0,0,0]
[null,null,null,null,null,null,null,null,null,"2009-08-24",0,0,0,0,0]
[null,null,null,null,null,null,null,null,null,"2009-08-25",0,0,0,0,0]
[null,null,null,null,null,null,null,null,null,"2009-08-26",0,0,0,0,0]
[null,null,null,null,null,null,null,null,null,"2009-08-27",0,0,0,0,0]
[null,null,null,null,null,null,null,null,null,"2009-08-28",0,0,0,0,0]
[null,null,null,null,null,null,null,null,null,"2009-08-29",0,0,0,0,0]
[null,null,null,null,null,null,null,null,null,"2009-08-30",0,0,0,0,0]
[null,null,null,null,null,null,null,null,null,"2009-08-31",0,0,0,0,0]
[null,null,null,null,null,null,null,null,null,"2009-09-01",0,0,0,0,0]
[null,null,null,null,null,null,null,null,null,"2009-09-02",0,0,0,0,0]
[null,null,null,null,null,null,null,null,null,"2009-09-03",0,0,0,0,0]
[null,null,null,null,null,null,null,null,null,"2009-09-04",0,0,0,0,0]
[null,null,null,null,null,null,null,null,null,"2009-09-05",0,0,0,0,0]
[null,null,null,null,null,null,null,null,null,"2009-09-06",0,0,0,0,0]
[null,null,null,null,null,null,null,null,null,"2009-09-07",0,0,0,0,0]
[null,null,null,null,null,null,null,null,null,"2009-09-08",0,0,0,0,0]
[null,null,null,null,null,null,null,null,null,"2009-09-09",0,0,0,0,0]
[null,null,null,null,null,null,null,null,null,"2009-09-10",0,0,0,0,0]
[null,null,null,null,null,null,null,null,null,"2009-09-11",0,0,0,0,0]
[null,null,null,null,null,null,null,null,null,"2009-09-12",0,0,0,0,0]
[null,null,null,null,null,null,null,null,null,"2009-09-13",0,0,0,0,0]
[null,null,null,null,null,null,null,null,null,"2009-09-14",0,0,0,0,0]
[null,null,null,null,null,null,null,null,null,"2009-09-15",0,0,0,0,0]
[null,null,null,null,null,null,null,null,null,"2009-09-16",0,0,0,0,0]
[null,null,null,null,null,null,null,null,null,"2009-09-17",0,0,0,0,0]
[null,null,null,null,null,null,null,null,null,"2009-09-18",0,0,0,0,0]
[null,null,null,null,null,null,null,null,null,"2009-09-19",0,0,0,0,0]
[null,null,null,null,null,null,null,null,null,"2009-09-20",0,0,0,0,0]
[null,null,null,null,null,null,null,null,null,"2009-09-21",0,0,0,0,0]
[null,null,null,null,null,null,null,null,null,"2009-09-22",0,0,0,0,0]
[null,null,null,null,null,null,null,null,null,"2009-09-23",0,0,0,0,0]
[null,null,null,null,null,null,null,null,null,"2009-09-24",0,0,0,0,0]
[null,null,null,null,null,null,null,null,null,"2009-09-25",0,0,0,0,0]
[null,null,null,null,null,null,null,null,null,"2009-09-26",0,0,0,0,0]
[null,null,null,null,null,null,null,null,null,"2009-09-27",0,0,0,0,0]
[null,null,null,null,null,null,null,null,null,"2009-09-28",0,0,0,0,0]
[null,null,null,null,null,null,null,null,null,"2009-09-29",0,0,0,0,0]
[null,null,null,null,null,null,null,null,null,"2009-09-30",0,0,0,0,0]
[null,null,null,null,null,null,null,null,null,"2009-10-01",0,0,0,0,0]
[null,null,null,null,null,null,null,null,null,"2009-10-02",0,0,0,0,0]
[null,null,null,null,null,null,null,null,null,"2009-10-03",0,0,0,0,0]
[null,null,null,null,null,null,null,null,null,"2009-10-04",0,0,0,0,0]
[null,null,null,null,null,null,null,null,null,"2009-10-05",0,0,0,0,0]
[null,null,null,null,null,null,null,null,null,"2009-10-06",0,0,0,0,0]
[null,null,null,null,null,null,null,null,null,"2009-10-07",0,0,0,0,0]
[null,null,null,null,null,null,null,null,null,"2009-10-08",0,0,0,0,0]
[null,null,null,null,null,null,null,null,null,"2009-10-09",0,0,0,0,0]
[null,null,null,null,null,null,null,null,null,"2009-10-10",0,0,0,0,0]
[null,null,null,null,null,null,null,null,null,"2009-10-11",0,0,0,0,0]
[null,null,null,null,null,null,null,null,null,"2009-10-12",0,0,0,0,0]
[null,null,null,null,null,null,null,null,null,"2009-10-13",0,0,0,0,0]
[null,null,null,null,null,null,null,null,null,"2009-10-14",0,0,0,0,0]
[null,null,null,null,null,null,null,null,null,"2009-10-15",0,0,0,0,0]
[null,null,null,null,null,null,null,null,null,"2009-10-16",0,0,0,0,0]
[null,null,null,null,null,null,null,null,null,"2009-10-17",0,0,0,0,0]
[null,null,null,null,null,null,null,null,null,"2009-10-18",0,0,0,0,0]
[null,null,null,null,null,null,null,null,null,"2009-10-19",0,0,0,0,0]
[null,null,null,null,null,null,null,null,null,"2009-10-20",0,0,0,0,0]
[null,null,null,null,null,null,null,null,null,"2009-10-21",0,0,0,0,0]
[null,null,null,null,null,null,null,null,null,"2009-10-22",0,0,0,0,0]
[null,null,null,null,null,null,null,null,null,"2009-10-23",0,0,0,0,0]
[null,null,null,null,null,null,null,null,null,"2009-10-24",0,0,0,0,0]
[null,null,null,null,null,null,null,null,null,"2009-10-25",0,0,0,0,0]
[null,null,null,null,null,null,null,null,null,"2009-10-26",0,0,0,0,0]
[null,null,null,null,null,null,null,null,null,"2009-10-27",0,0,0,0,0]
[null,null,null,null,null,null,null,null,null,"2009-10-28",0,0,0,0,0]
[null,null,null,null,null,null,null,null,null,"2009-10-29",0,0,0,0,0]
[null,null,null,null,null,null,null,null,null,"2009-10-30",0,0,0,0,0]
[null,null,null,null,null,null,null,null,null,"2009-10-31",0,0,0,0,0]
[null,null,null,null,null,null,null,null,null,"2009-11-01",0,0,0,0,0]
[null,null,null,null,null,null,null,null,null,"2009-11-02",0,0,0,0,0]
[null,null,null,null,null,null,null,null,null,"2009-11-03",0,0,0,0,0]
[null,null,null,null,null,null,null,null,null,"2009-11-04",0,0,0,0,0]
[null,null,null,null,null,null,null,null,null,"2009-11-05",0,0,0,0,0]
[null,null,null,null,null,null,null,null,null,"2009-11-06",0,0,0,0,0]
[null,null,null,null,null,null,null,null,null,"2009-11-07",0,0,0,0,0]
[null,null,null,null,null,null,null,null,null,"2009-11-08",0,0,0,0,0]
[null,null,null,null,null,null,null,null,null,"2009-11-09",0,0,0,0,0]
[null,null,null,null,null,null,null,null,null,"2009-11-10",0,0,0,0,0]
[null,null,null,null,null,null,null,null,null,"2009-11-11",0,0,0,0,0]
[null,null,null,null,null,null,null,null,null,"2009-11-12",0,0,0,0,0]
[null,null,null,null,null,null,null,null,null,"2009-11-13",0,0,0,0,0]
[null,null,null,null,null,null,null,null,null,"2009-11-14",0,0,0,0,0]
[null,null,null,null,null,null,null,null,null,"2009-11-15",0,0,0,0,0]
[null,null,null,null,null,null,null,null,null,"2009-11-16",0,0,0,0,0]
[null,null,null,null,null,null,null,null,null,"2009-11-17",0,0,0,0,0]
[null,null,null,null,null,null,null,null,null,"2009-11-18",0,0,0,0,0]
[null,null,null,null,null,null,null,null,null,"2009-11-19",0,0,0,0,0]
[null,null,null,null,null,null,null,null,null,"2009-11-20",0,0,0,0,0]
[null,null,null,null,null,null,null,null,null,"2009-11-21",0,0,0,0,0]
[null,null,null,null,null,null,null,null,null,"2009-11-22",0,0,0,0,0]
[null,null,null,null,null,null,null,null,null,"2009-11-23",0,0,0,0,0]
[null,null,null,null,null,null,null,null,null,"2009-11-24",0,0,0,0,0]
[null,null,null,null,null,null,null,null,null,"2009-11-25",0,0,0,0,0]
[null,null,null,null,null,null,null,null,null,"2009-11-26",0,0,0,0,0]
[null,null,null,null,null,null,null,null,null,"2009-11-27",0,0,0,0,0]
[null,null,null,null,null,null,null,null,null,"2009-11-28",0,0,0,0,0]
[null,null,null,null,null,null,null,null,null,"2009-11-29",0,0,0,0,0]
[null,null,null,null,null,null,null,null,null,"2009-11-30",0,0,0,0,0]
[null,null,null,null,null,null,null,null,null,"2009-12-01",0,0,0,0,0]
[null,null,null,null,null,null,null,null,null,"2009-12-02",0,0,0,0,0]
[null,null,null,null,null,null,null,null,null,"2009-12-03",0,0,0,0,0]
[null,null,null,null,null,null,null,null,null,"2009-12-04",0,0,0,0,0]
[null,null,null,null,null,null,null,null,null,"2009-12-05",0,0,0,0,0]
[null,null,null,null,null,null,null,null,null,"2009-12-06",0,0,0,0,0]
[null,null,null,null,null,null,null,null,null,"2009-12-07",0,0,0,0,0]
[null,null,null,null,null,null,null,null,null,"2009-12-08",0,0,0,0,0]
[null,null,null,null,null,null,null,null,null,"2009-12-09",0,0,0,0,0]
[null,null,null,null,null,null,null,null,null,"2009-12-10",0,0,0,0,0]
[null,null,null,null,null,null,null,null,null,"2009-12-11",0,0,0,0,0]
[null,null,null,null,null,null,null,null,null,"2009-12-12",0,0,0,0,0]
[null,null,null,null,null,null,null,null,null,"2009-12-13",0,0,0,0,0]
[null,null,null,null,null,null,null,null,null,"2009-12-14",0,0,0,0,0]
[null,null,null,null,null,null,null,null,null,"2009-12-15",0,0,0,0,0]
[null,null,null,null,null,null,null,null,null,"2009-12-16",0,0,0,0,0]
[null,null,null,null,null,null,null,null,null,"2009-12-17",0,0,0,0,0]
[null,null,null,null,null,null,null,null,null,"2009-12-18",0,0,0,0,0]
[null,null,null,null,null,null,null,null,null,"2009-12-19",0,0,0,0,0]
[null,null,null,null,null,null,null,null,null,"2009-12-20",0,0,0,0,0]
[null,null,null,null,null,null,null,null,null,"2009-12-21",0,0,0,0,0]
[null,null,null,null,null,null,null,null,null,"2009-12-22",0,0,0,0,0]
[null,null,null,null,null,null,null,null,null,"2009-12-23",0,0,0,0,0]
[null,null,null,null,null,null,null,null,null,"2009-12-24",0,0,0,0,0]
[null,null,null,null,null,null,null,null,null,"2009-12-25",0,0,0,0,0]
[null,null,null,null,null,null,null,null,null,"2009-12-26",0,0,0,0,0]
[null,null,null,null,null,null,null,null,null,"2009-12-27",0,0,0,0,0]
[null,null,null,null,null,null,null,null,null,"2009-12-28",0,0,0,0,0]
[null,null,null,null,null,null,null,null,null,"2009-12-29",0,0,0,0,0]
[null,null,null,null,null,null,null,null,null,"2009-12-30",0,0,0,0,0]
[null,null,null,null,null,null,null,null,null,"2009-12-31",0,0,0,0,0]
[null,null,null,null,null,null,null,null,null,"2010-01-01",0,0,0,0,0]
[null,null,null,null,null,null,null,null,null,"2010-01-02",0,0,0,0,0]
[null,null,null,null,null,null,null,null,null,"2010-01-03",0,0,0,0,0]
[null,null,null,null,null,null,null,null,null,"2010-01-04",0,0,0,0,0]
[null,null,null,null,null,null,null,null,null,"2010-01-05",0,0,0,0,0]
[null,null,null,null,null,null,null,null,null,"2010-01-06",0,0,0,0,0]
[null,null,null,null,null,null,null,null,null,"2010-01-07",0,0,0,0,0]
[null,null,null,null,null,null,null,null,null,"2010-01-08",0,0,0,0,0]
[null,null,null,null,null,null,null,null,null,"2010-01-09",0,0,0,0,0]
[null,null,null,null,null,null,null,null,null,"2010-01-10",0,0,0,0,0]
[null,null,null,null,null,null,null,null,null,"2010-01-11",0,0,0,0,0]
[null,null,null,null,null,null,null,null,null,"2010-01-12",0,0,0,0,0]
[null,null,null,null,null,null,null,null,null,"2010-01-13",0,0,0,0,0]
[null,null,null,null,null,null,null,null,null,"2010-01-14",0,0,0,0,0]
[null,null,null,null,null,null,null,null,null,"2010-01-15",0,0,0,0,0]
[null,null,null,null,null,null,null,null,null,"2010-01-16",0,0,0,0,0]
[null,null,null,null,null,null,null,null,null,"2010-01-17",0,0,0,0,0]
[null,null,null,null,null,null,null,null,null,"2010-01-18",0,0,0,0,0]
[null,null,null,null,null,null,null,null,null,"2010-01-19",0,0,0,0,0]
[null,null,null,null,null,null,null,null,null,"2010-01-20",0,0,0,0,0]
[null,null,null,null,null,null,null,null,null,"2010-01-21",0,0,0,0,0]
[null,null,null,null,null,null,null,null,null,"2010-01-22",0,0,0,0,0]
[null,null,null,null,null,null,null,null,null,"2010-01-23",0,0,0,0,0]
[null,null,null,null,null,null,null,null,null,"2010-01-24",0,0,0,0,0]
[null,null,null,null,null,null,null,null,null,"2010-01-25",0,0,0,0,0]
[null,null,null,null,null,null,null,null,null,"2010-01-26",0,0,0,0,0]
[null,null,null,null,null,null,null,null,null,"2010-01-27",0,0,0,0,0]
[null,null,null,null,null,null,null,null,null,"2010-01-28",0,0,0,0,0]
[null,null,null,null,null,null,null,null,null,"2010-01-29",0,0,0,0,0]
[null,null,null,null,null,null,null,null,null,"2010-01-30",0,0,0,0,0]
[null,null,null,null,null,null,null,null,null,"2010-01-31",0,0,0,0,0]
[null,null,null,null,null,null,null,null,null,"2010-02-01",0,0,0,0,0]
[null,null,null,null,null,null,null,null,null,"2010-02-02",0,0,0,0,0]
[null,null,null,null,null,null,null,null,null,"2010-02-03",0,0,0,0,0]
[null,null,null,null,null,null,null,null,null,"2010-02-04",0,0,0,0,0]
[null,null,null,null,null,null,null,null,null,"2010-02-05",0,0,0,0,0]
[null,null,null,null,null,null,null,null,null,"2010-02-06",0,0,0,0,0]
[null,null,null,null,null,null,null,null,null,"2010-02-07",0,0,0,0,0]
[null,null,null,null,null,null,null,null,null,"2010-02-08",0,0,0,0,0]
[null,null,null,null,null,null,null,null,null,"2010-02-09",0,0,0,0,0]
[null,null,null,null,null,null,null,null,null,"2010-02-10",0,0,0,0,0]
[null,null,null,null,null,null,null,null,null,"2010-02-11",0,0,0,0,0]
[null,null,null,null,null,null,null,null,null,"2010-02-12",0,0,0,0,0]
[null,null,null,null,null,null,null,null,null,"2010-02-13",0,0,0,0,0]
[null,null,null,null,null,null,null,null,null,"2010-02-14",0,0,0,0,0]
[null,null,null,null,null,null,null,null,null,"2010-02-15",0,0,0,0,0]
[null,null,null,null,null,null,null,null,null,"2010-02-16",0,0,0,0,0]
[null,null,null,null,null,null,null,null,null,"2010-02-17",0,0,0,0,0]
[null,null,null,null,null,null,null,null,null,"2010-02-18",0,0,0,0,0]
[null,null,null,null,null,null,null,null,null,"2010-02-19",0,0,0,0,0]
[null,null,null,null,null,null,null,null,null,"2010-02-20",0,0,0,0,0]
[null,null,null,null,null,null,null,null,null,"2010-02-21",0,0,0,0,0]
[null,null,null,null,null,null,null,null,null,"2010-02-22",0,0,0,0,0]
[null,null,null,null,null,null,null,null,null,"2010-02-23",0,0,0,0,0]
[null,null,null,null,null,null,null,null,null,"2010-02-24",0,0,0,0,0]
[null,null,null,null,null,null,null,null,null,"2010-02-25",0,0,0,0,0]
[null,null,null,null,null,null,null,null,null,"2010-02-26",0,0,0,0,0]
[null,null,null,null,null,null,null,null,null,"2010-02-27",0,0,0,0,0]
[null,null,null,null,null,null,null,null,null,"2010-02-28",0,0,0,0,0]
[null,null,null,null,null,null,null,null,null,"2010-03-01",0,0,0,0,0]
[null,null,null,null,null,null,null,null,null,"2010-03-02",0,0,0,0,0]
[null,null,null,null,null,null,null,null,null,"2010-03-03",0,0,0,0,0]
[null,null,null,null,null,null,null,null,null,"2010-03-04",0,0,0,0,0]
[null,null,null,null,null,null,null,null,null,"2010-03-05",0,0,0,0,0]
[null,null,null,null,null,null,null,null,null,"2010-03-06",0,0,0,0,0]
[null,null,null,null,null,null,null,null,null,"2010-03-07",0,0,0,0,0]
[null,null,null,null,null,null,null,null,null,"2010-03-08",0,0,0,0,0]
[null,null,null,null,null,null,null,null,null,"2010-03-09",0,0,0,0,0]
[null,null,null,null,null,null,null,null,null,"2010-03-10",0,0,0,0,0]
[null,null,null,null,null,null,null,null,null,"2010-03-11",0,0,0,0,0]
[null,null,null,null,null,null,null,null,null,"2010-03-12",0,0,0,0,0]
[null,null,null,null,null,null,null,null,null,"2010-03-13",0,0,0,0,0]
[null,null,null,null,null,null,null,null,null,"2010-03-14",0,0,0,0,0]
[null,null,null,null,null,null,null,null,null,"2010-03-15",0,0,0,0,0]
[null,null,null,null,null,null,null,null,null,"2010-03-16",0,0,0,0,0]
[null,null,null,null,null,null,null,null,null,"2010-03-17",0,0,0,0,0]
[null,null,null,null,null,null,null,null,null,"2010-03-18",0,0,0,0,0]
[null,null,null,null,null,null,null,null,null,"2010-03-19",0,0,0,0,0]
[null,null,null,null,null,null,null,null,null,"2010-03-20",0,0,0,0,0]
[null,null,null,null,null,null,null,null,null,"2010-03-21",0,0,0,0,0]
[null,null,null,null,null,null,null,null,null,"2010-03-22",0,0,0,0,0]
[null,null,null,null,null,null,null,null,null,"2010-03-23",0,0,0,0,0]
[null,null,null,null,null,null,null,null,null,"2010-03-24",0,0,0,0,0]
[null,null,null,null,null,null,null,null,null,"2010-03-25",0,0,0,0,0]
[null,null,null,null,null,null,null,null,null,"2010-03-26",0,0,0,0,0]
[null,null,null,null,null,null,null,null,null,"2010-03-27",0,0,0,0,0]
[null,null,null,null,null,null,null,null,null,"2010-03-28",0,0,0,0,0]
[null,null,null,null,null,null,null,null,null,"2010-03-29",0,0,0,0,0]
[null,null,null,null,null,null,null,null,null,"2010-03-30",0,0,0,0,0]
[null,null,null,null,null,null,null,null,null,"2010-03-31",0,0,0,0,0]
[null,null,null,null,null,null,null,null,null,"2010-04-01",0,0,0,0,0]
[null,null,null,null,null,null,null,null,null,"2010-04-02",0,0,0,0,0]
[null,null,null,null,null,null,null,null,null,"2010-04-03",0,0,0,0,0]
[null,null,null,null,null,null,null,null,null,"2010-04-04",0,0,0,0,0]
[null,null,null,null,null,null,null,null,null,"2010-04-05",0,0,0,0,0]
[null,null,null,null,null,null,null,null,null,"2010-04-06",0,0,0,0,0]
[null,null,null,null,null,null,null,null,null,"2010-04-07",0,0,0,0,0]
[null,null,null,null,null,null,null,null,null,"2010-04-08",0,0,0,0,0]
[null,null,null,null,null,null,null,null,null,"2010-04-09",0,0,0,0,0]
[null,null,null,null,null,null,null,null,null,"2010-04-10",0,0,0,0,0]
[null,null,null,null,null,null,null,null,null,"2010-04-11",0,0,0,0,0]
[null,null,null,null,null,null,null,null,null,"2010-04-12",0,0,0,0,0]
[null,null,null,null,null,null,null,null,null,"2010-04-13",0,0,0,0,0]
[null,null,null,null,null,null,null,null,null,"2010-04-14",0,0,0,0,0]
[null,null,null,null,null,null,null,null,null,"2010-04-15",0,0,0,0,0]
[null,null,null,null,null,null,null,null,null,"2010-04-16",0,0,0,0,0]
[null,null,null,null,null,null,null,null,null,"2010-04-17",0,0,0,0,0]
[null,null,null,null,null,null,null,null,null,"2010-04-18",0,0,0,0,0]
[null,null,null,null,null,null,null,null,null,"2010-04-19",0,0,0,0,0]
[null,null,null,null,null,null,null,null,null,"2010-04-20",0,0,0,0,0]
[null,null,null,null,null,null,null,null,null,"2010-04-21",0,0,0,0,0]
[null,null,null,null,null,null,null,null,null,"2010-04-22",0,0,0,0,0]
[null,null,null,null,null,null,null,null,null,"2010-04-23",0,0,0,0,0]
[null,null,null,null,null,null,null,null,null,"2010-04-24",0,0,0,0,0]
[null,null,null,null,null,null,null,null,null,"2010-04-25",0,0,0,0,0]
[null,null,null,null,null,null,null,null,null,"2010-04-26",0,0,0,0,0]
[null,null,null,null,null,null,null,null,null,"2010-04-27",0,0,0,0,0]
[null,null,null,null,null,null,null,null,null,"2010-04-28",0,0,0,0,0]
[null,null,null,null,null,null,null,null,null,"2010-04-29",0,0,0,0,0]
[null,null,null,null,null,null,null,null,null,"2010-04-30",0,0,0,0,0]
[null,null,null,null,null,null,null,null,null,"2010-05-01",0,0,0,0,0]
[null,null,null,null,null,null,null,null,null,"2010-05-02",0,0,0,0,0]
[null,null,null,null,null,null,null,null,null,"2010-05-03",0,0,0,0,0]
[null,null,null,null,null,null,null,null,null,"2010-05-04",0,0,0,0,0]
[null,null,null,null,null,null,null,null,null,"2010-05-05",0,0,0,0,0]
[null,null,null,null,null,null,null,null,null,"2010-05-06",0,0,0,0,0]
[null,null,null,null,null,null,null,null,null,"2010-05-07",0,0,0,0,0]
[null,null,null,null,null,null,null,null,null,"2010-05-08",0,0,0,0,0]
[null,null,null,null,null,null,null,null,null,"2010-05-09",0,0,0,0,0]
[null,null,null,null,null,null,null,null,null,"2010-05-10",0,0,0,0,0]
[null,null,null,null,null,null,null,null,null,"2010-05-11",0,0,0,0,0]
[null,null,null,null,null,null,null,null,null,"2010-05-12",0,0,0,0,0]
[null,null,null,null,null,null,null,null,null,"2010-05-13",0,0,0,0,0]
[null,null,null,null,null,null,null,null,null,"2010-05-14",0,0,0,0,0]
[null,null,null,null,null,null,null,null,null,"2010-05-15",0,0,0,0,0]
[null,null,null,null,null,null,null,null,null,"2010-05-16",0,0,0,0,0]
[null,null,null,null,null,null,null,null,null,"2010-05-17",0,0,0,0,0]
[null,null,null,null,null,null,null,null,null,"2010-05-18",0,0,0,0,0]
[null,null,null,null,null,null,null,null,null,"2010-05-19",0,0,0,0,0]
[null,null,null,null,null,null,null,null,null,"2010-05-20",0,0,0,0,0]
[null,null,null,null,null,null,null,null,null,"2010-05-21",0,0,0,0,0]
[null,null,null,null,null,null,null,null,null,"2010-05-22",0,0,0,0,0]
[null,null,null,null,null,null,null,null,null,"2010-05-23",0,0,0,0,0]
[null,null,null,null,null,null,null,null,null,"2010-05-24",0,0,0,0,0]
[null,null,null,null,null,null,null,null,null,"2010-05-25",0,0,0,0,0]
[null,null,null,null,null,null,null,null,null,"2010-05-26",0,0,0,0,0]
[null,null,null,null,null,null,null,null,null,"2010-05-27",0,0,0,0,0]
[null,null,null,null,null,null,null,null,null,"2010-05-28",0,0,0,0,0]
[null,null,null,null,null,null,null,null,null,"2010-05-29",0,0,0,0,0]
[null,null,null,null,null,null,null,null,null,"2010-05-30",0,0,0,0,0]
[null,null,null,null,null,null,null,null,null,"2010-05-31",0,0,0,0,0]
[null,null,null,null,null,null,null,null,null,"2010-06-01",0,0,0,0,0]
[null,null,null,null,null,null,null,null,null,"2010-06-02",0,0,0,0,0]
[null,null,null,null,null,null,null,null,null,"2010-06-03",0,0,0,0,0]
[null,null,null,null,null,null,null,null,null,"2010-06-04",0,0,0,0,0]
[null,null,null,null,null,null,null,null,null,"2010-06-05",0,0,0,0,0]
[null,null,null,null,null,null,null,null,null,"2010-06-06",0,0,0,0,0]
[null,null,null,null,null,null,null,null,null,"2010-06-07",0,0,0,0,0]
[null,null,null,null,null,null,null,null,null,"2010-06-08",0,0,0,0,0]
[null,null,null,null,null,null,null,null,null,"2010-06-09",0,0,0,0,0]
[null,null,null,null,null,null,null,null,null,"2010-06-10",0,0,0,0,0]
[null,null,null,null,null,null,null,null,null,"2010-06-11",0,0,0,0,0]
[null,null,null,null,null,null,null,null,null,"2010-06-12",0,0,0,0,0]
[null,null,null,null,null,null,null,null,null,"2010-06-13",0,0,0,0,0]
[null,null,null,null,null,null,null,null,null,"2010-06-14",0,0,0,0,0]
[null,null,null,null,null,null,null,null,null,"2010-06-15",0,0,0,0,0]
[null,null,null,null,null,null,null,null,null,"2010-06-16",0,0,0,0,0]
[null,null,null,null,null,null,null,null,null,"2010-06-17",0,0,0,0,0]
[null,null,null,null,null,null,null,null,null,"2010-06-18",0,0,0,0,0]
[null,null,null,null,null,null,null,null,null,"2010-06-19",0,0,0,0,0]
[null,null,null,null,null,null,null,null,null,"2010-06-20",0,0,0,0,0]
[null,null,null,null,null,null,null,null,null,"2010-06-21",0,0,0,0,0]
[null,null,null,null,null,null,null,null,null,"2010-06-22",0,0,0,0,0]
[null,null,null,null,null,null,null,null,null,"2010-06-23",0,0,0,0,0]
[null,null,null,null,null,null,null,null,null,"2010-06-24",0,0,0,0,0]
[null,null,null,null,null,null,null,null,null,"2010-06-25",0,0,0,0,0]
[null,null,null,null,null,null,null,null,null,"2010-06-26",0,0,0,0,0]
[null,null,null,null,null,null,null,null,null,"2010-06-27",0,0,0,0,0]
[null,null,null,null,null,null,null,null,null,"2010-06-28",0,0,0,0,0]
[null,null,null,null,null,null,null,null,null,"2010-06-29",0,0,0,0,0]
[null,null,null,null,null,null,null,null,null,"2010-06-30",0,0,0,0,0]
[null,null,null,null,null,null,null,null,null,"2010-07-01",0,0,0,0,0]
[null,null,null,null,null,null,null,null,null,"2010-07-02",0,0,0,0,0]
[null,null,null,null,null,null,null,null,null,"2010-07-03",0,0,0,0,0]
[null,null,null,null,null,null,null,null,null,"2010-07-04",0,0,0,0,0]
[null,null,null,null,null,null,null,null,null,"2010-07-05",0,0,0,0,0]
[null,null,null,null,null,null,null,null,null,"2010-07-06",0,0,0,0,0]
[null,null,null,null,null,null,null,null,null,"2010-07-07",0,0,0,0,0]
[null,null,null,null,null,null,null,null,null,"2010-07-08",0,0,0,0,0]
[null,null,null,null,null,null,null,null,null,"2010-07-09",0,0,0,0,0]
[null,null,null,null,null,null,null,null,null,"2010-07-10",0,0,0,0,0]
[null,null,null,null,null,null,null,null,null,"2010-07-11",0,0,0,0,0]
[null,null,null,null,null,null,null,null,null,"2010-07-12",0,0,0,0,0]
[null,null,null,null,null,null,null,null,null,"2010-07-13",0,0,0,0,0]
[null,null,null,null,null,null,null,null,null,"2010-07-14",0,0,0,0,0]
[null,null,null,null,null,null,null,null,null,"2010-07-15",0,0,0,0,0]
[null,null,null,null,null,null,null,null,null,"2010-07-16",0,0,0,0,0]
[null,null,null,null,null,null,null,null,null,"2010-07-17",0,0,0,0,0]
[null,null,null,null,null,null,null,null,null,"2010-07-18",0,0,0,0,0]
[null,null,null,null,null,null,null,null,null,"2010-07-19",0,0,0,0,0]
[null,null,null,null,null,null,null,null,null,"2010-07-20",0,0,0,0,0]
[null,null,null,null,null,null,null,null,null,"2010-07-21",0,0,0,0,0]
[null,null,null,null,null,null,null,null,null,"2010-07-22",0,0,0,0,0]
[null,null,null,null,null,null,null,null,null,"2010-07-23",0,0,0,0,0]
[null,null,null,null,null,null,null,null,null,"2010-07-24",0,0,0,0,0]
[null,null,null,null,null,null,null,null,null,"2010-07-25",0,0,0,0,0]
[null,null,null,null,null,null,null,null,null,"2010-07-26",0,0,0,0,0]
[null,null,null,null,null,null,null,null,null,"2010-07-27",0,0,0,0,0]
[null,null,null,null,null,null,null,null,null,"2010-07-28",0,0,0,0,0]
[null,null,null,null,null,null,null,null,null,"2010-07-29",0,0,0,0,0]
[null,null,null,null,null,null,null,null,null,"2010-07-30",0,0,0,0,0]
[null,null,null,null,null,null,null,null,null,"2010-07-31",0,0,0,0,0]
[null,null,null,null,null,null,null,null,null,"2010-08-01",0,0,0,0,0]
[null,null,null,null,null,null,null,null,null,"2010-08-02",0,0,0,0,0]
[null,null,null,null,null,null,null,null,null,"2010-08-03",0,0,0,0,0]
[null,null,null,null,null,null,null,null,null,"2010-08-04",0,0,0,0,0]
[null,null,null,null,null,null,null,null,null,"2010-08-05",0,0,0,0,0]
[null,null,null,null,null,null,null,null,null,"2010-08-06",0,0,0,0,0]
[null,null,null,null,null,null,null,null,null,"2010-08-07",0,0,0,0,0]
[null,null,null,null,null,null,null,null,null,"2010-08-08",0,0,0,0,0]
[null,null,null,null,null,null,null,null,null,"2010-08-09",0,0,0,0,0]
[null,null,null,null,null,null,null,null,null,"2010-08-10",0,0,0,0,0]
[null,null,null,null,null,null,null,null,null,"2010-08-11",0,0,0,0,0]
[null,null,null,null,null,null,null,null,null,"2010-08-12",0,0,0,0,0]
[null,null,null,null,null,null,null,null,null,"2010-08-13",0,0,0,0,0]
[null,null,null,null,null,null,null,null,null,"2010-08-14",0,0,0,0,0]
[null,null,null,null,null,null,null,null,null,"2010-08-15",0,0,0,0,0]
[null,null,null,null,null,null,null,null,null,"2010-08-16",0,0,0,0,0]
[null,null,null,null,null,null,null,null,null,"2010-08-17",0,0,0,0,0]
[null,null,null,null,null,null,null,null,null,"2010-08-18",0,0,0,0,0]
[null,null,null,null,null,null,null,null,null,"2010-08-19",0,0,0,0,0]
[null,null,null,null,null,null,null,null,null,"2010-08-20",0,0,0,0,0]
[null,null,null,null,null,null,null,null,null,"2010-08-21",0,0,0,0,0]
[null,null,null,null,null,null,null,null,null,"2010-08-22",0,0,0,0,0]
[null,null,null,null,null,null,null,null,null,"2010-08-23",0,0,0,0,0]
[null,null,null,null,null,null,null,null,null,"2010-08-24",0,0,0,0,0]
[null,null,null,null,null,null,null,null,null,"2010-08-25",0,0,0,0,0]
[null,null,null,null,null,null,null,null,null,"2010-08-26",0,0,0,0,0]
[null,null,null,null,null,null,null,null,null,"2010-08-27",0,0,0,0,0]
[null,null,null,null,null,null,null,null,null,"2010-08-28",0,0,0,0,0]
[null,null,null,null,null,null,null,null,null,"2010-08-29",0,0,0,0,0]
[null,null,null,null,null,null,null,null,null,"2010-08-30",0,0,0,0,0]
[null,null,null,null,null,null,null,null,null,"2010-08-31",0,0,0,0,0]
[null,null,null,null,null,null,null,null,null,"2010-09-01",0,0,0,0,0]
[null,null,null,null,null,null,null,null,null,"2010-09-02",0,0,0,0,0]
[null,null,null,null,null,null,null,null,null,"2010-09-03",0,0,0,0,0]
[null,null,null,null,null,null,null,null,null,"2010-09-04",0,0,0,0,0]
[null,null,null,null,null,null,null,null,null,"2010-09-05",0,0,0,0,0]
[null,null,null,null,null,null,null,null,null,"2010-09-06",0,0,0,0,0]
[null,null,null,null,null,null,null,null,null,"2010-09-07",0,0,0,0,0]
[null,null,null,null,null,null,null,null,null,"2010-09-08",0,0,0,0,0]
[null,null,null,null,null,null,null,null,null,"2010-09-09",0,0,0,0,0]
[null,null,null,null,null,null,null,null,null,"2010-09-10",0,0,0,0,0]
[null,null,null,null,null,null,null,null,null,"2010-09-11",0,0,0,0,0]
[null,null,null,null,null,null,null,null,null,"2010-09-12",0,0,0,0,0]
[null,null,null,null,null,null,null,null,null,"2010-09-13",0,0,0,0,0]
[null,null,null,null,null,null,null,null,null,"2010-09-14",0,0,0,0,0]
[null,null,null,null,null,null,null,null,null,"2010-09-15",0,0,0,0,0]
[null,null,null,null,null,null,null,null,null,"2010-09-16",0,0,0,0,0]
[null,null,null,null,null,null,null,null,null,"2010-09-17",0,0,0,0,0]
[null,null,null,null,null,null,null,null,null,"2010-09-18",0,0,0,0,0]
[null,null,null,null,null,null,null,null,null,"2010-09-19",0,0,0,0,0]
[null,null,null,null,null,null,null,null,null,"2010-09-20",0,0,0,0,0]
[null,null,null,null,null,null,null,null,null,"2010-09-21",0,0,0,0,0]
[null,null,null,null,null,null,null,null,null,"2010-09-22",0,0,0,0,0]
[null,null,null,null,null,null,null,null,null,"2010-09-23",0,0,0,0,0]
[null,null,null,null,null,null,null,null,null,"2010-09-24",0,0,0,0,0]
[null,null,null,null,null,null,null,null,null,"2010-09-25",0,0,0,0,0]
[null,null,null,null,null,null,null,null,null,"2010-09-26",0,0,0,0,0]
[null,null,null,null,null,null,null,null,null,"2010-09-27",0,0,0,0,0]
[null,null,null,null,null,null,null,null,null,"2010-09-28",0,0,0,0,0]
[null,null,null,null,null,null,null,null,null,"2010-09-29",0,0,0,0,0]
[null,null,null,null,null,null,null,null,null,"2010-09-30",0,0,0,0,0]
[null,null,null,null,null,null,null,null,null,"2010-10-01",0,0,0,0,0]
[null,null,null,null,null,null,null,null,null,"2010-10-02",0,0,0,0,0]
[null,null,null,null,null,null,null,null,null,"2010-10-03",0,0,0,0,0]
[null,null,null,null,null,null,null,null,null,"2010-10-04",0,0,0,0,0]
[null,null,null,null,null,null,null,null,null,"2010-10-05",0,0,0,0,0]
[null,null,null,null,null,null,null,null,null,"2010-10-06",0,0,0,0,0]
[null,null,null,null,null,null,null,null,null,"2010-10-07",0,0,0,0,0]
[null,null,null,null,null,null,null,null,null,"2010-10-08",0,0,0,0,0]
[null,null,null,null,null,null,null,null,null,"2010-10-09",0,0,0,0,0]
[null,null,null,null,null,null,null,null,null,"2010-10-10",0,0,0,0,0]
[null,null,null,null,null,null,null,null,null,"2010-10-11",0,0,0,0,0]
[null,null,null,null,null,null,null,null,null,"2010-10-12",0,0,0,0,0]
[null,null,null,null,null,null,null,null,null,"2010-10-13",0,0,0,0,0]
[null,null,null,null,null,null,null,null,null,"2010-10-14",0,0,0,0,0]
[null,null,null,null,null,null,null,null,null,"2010-10-15",0,0,0,0,0]
[null,null,null,null,null,null,null,null,null,"2010-10-16",0,0,0,0,0]
[null,null,null,null,null,null,null,null,null,"2010-10-17",0,0,0,0,0]
[null,null,null,null,null,null,null,null,null,"2010-10-18",0,0,0,0,0]
[null,null,null,null,null,null,null,null,null,"2010-10-19",0,0,0,0,0]
[null,null,null,null,null,null,null,null,null,"2010-10-20",0,0,0,0,0]
[null,null,null,null,null,null,null,null,null,"2010-10-21",0,0,0,0,0]
[null,null,null,null,null,null,null,null,null,"2010-10-22",0,0,0,0,0]
[null,null,null,null,null,null,null,null,null,"2010-10-23",0,0,0,0,0]
[null,null,null,null,null,null,null,null,null,"2010-10-24",0,0,0,0,0]
[null,null,null,null,null,null,null,null,null,"2010-10-25",0,0,0,0,0]
[null,null,null,null,null,null,null,null,null,"2010-10-26",0,0,0,0,0]
[null,null,null,null,null,null,null,null,null,"2010-10-27",0,0,0,0,0]
[null,null,null,null,null,null,null,null,null,"2010-10-28",0,0,0,0,0]
[null,null,null,null,null,null,null,null,null,"2010-10-29",0,0,0,0,0]
[null,null,null,null,null,null,null,null,null,"2010-10-30",0,0,0,0,0]
[null,null,null,null,null,null,null,null,null,"2010-10-31",0,0,0,0,0]
[null,null,null,null,null,null,null,null,null,"2010-11-01",0,0,0,0,0]
[null,null,null,null,null,null,null,null,null,"2010-11-02",0,0,0,0,0]
[null,null,null,null,null,null,null,null,null,"2010-11-03",0,0,0,0,0]
[null,null,null,null,null,null,null,null,null,"2010-11-04",0,0,0,0,0]
[null,null,null,null,null,null,null,null,null,"2010-11-05",0,0,0,0,0]
[null,null,null,null,null,null,null,null,null,"2010-11-06",0,0,0,0,0]
[null,null,null,null,null,null,null,null,null,"2010-11-07",0,0,0,0,0]
[null,null,null,null,null,null,null,null,null,"2010-11-08",0,0,0,0,0]
[null,null,null,null,null,null,null,null,null,"2010-11-09",0,0,0,0,0]
[null,null,null,null,null,null,null,null,null,"2010-11-10",0,0,0,0,0]
[null,null,null,null,null,null,null,null,null,"2010-11-11",0,0,0,0,0]
[null,null,null,null,null,null,null,null,null,"2010-11-12",0,0,0,0,0]
[null,null,null,null,null,null,null,null,null,"2010-11-13",0,0,0,0,0]
[null,null,null,null,null,null,null,null,null,"2010-11-14",0,0,0,0,0]
[null,null,null,null,null,null,null,null,null,"2010-11-15",0,0,0,0,0]
[null,null,null,null,null,null,null,null,null,"2010-11-16",0,0,0,0,0]
[null,null,null,null,null,null,null,null,null,"2010-11-17",0,0,0,0,0]
[null,null,null,null,null,null,null,null,null,"2010-11-18",0,0,0,0,0]
[null,null,null,null,null,null,null,null,null,"2010-11-19",0,0,0,0,0]
[null,null,null,null,null,null,null,null,null,"2010-11-20",0,0,0,0,0]
[null,null,null,null,null,null,null,null,null,"2010-11-21",0,0,0,0,0]
[null,null,null,null,null,null,null,null,null,"2010-11-22",0,0,0,0,0]
[null,null,null,null,null,null,null,null,null,"2010-11-23",0,0,0,0,0]
[null,null,null,null,null,null,null,null,null,"2010-11-24",0,0,0,0,0]
[null,null,null,null,null,null,null,null,null,"2010-11-25",0,0,0,0,0]
[null,null,null,null,null,null,null,null,null,"2010-11-26",0,0,0,0,0]
[null,null,null,null,null,null,null,null,null,"2010-11-27",0,0,0,0,0]
[null,null,null,null,null,null,null,null,null,"2010-11-28",0,0,0,0,0]
[null,null,null,null,null,null,null,null,null,"2010-11-29",0,0,0,0,0]
[null,null,null,null,null,null,null,null,null,"2010-11-30",0,0,0,0,0]
[null,null,null,null,null,null,null,null,null,"2010-12-01",0,0,0,0,0]
[null,null,null,null,null,null,null,null,null,"2010-12-02",0,0,0,0,0]
[null,null,null,null,null,null,null,null,null,"2010-12-03",0,0,0,0,0]
[null,null,null,null,null,null,null,null,null,"2010-12-04",0,0,0,0,0]
[null,null,null,null,null,null,null,null,null,"2010-12-05",0,0,0,0,0]
[null,null,null,null,null,null,null,null,null,"2010-12-06",0,0,0,0,0]
[null,null,null,null,null,null,null,null,null,"2010-12-07",0,0,0,0,0]
[null,null,null,null,null,null,null,null,null,"2010-12-08",0,0,0,0,0]
[null,null,null,null,null,null,null,null,null,"2010-12-09",0,0,0,0,0]
[null,null,null,null,null,null,null,null,null,"2010-12-10",0,0,0,0,0]
[null,null,null,null,null,null,null,null,null,"2010-12-11",0,0,0,0,0]
[null,null,null,null,null,null,null,null,null,"2010-12-12",0,0,0,0,0]
[null,null,null,null,null,null,null,null,null,"2010-12-13",0,0,0,0,0]
[null,null,null,null,null,null,null,null,null,"2010-12-14",0,0,0,0,0]
[null,null,null,null,null,null,null,null,null,"2010-12-15",0,0,0,0,0]
[null,null,null,null,null,null,null,null,null,"2010-12-16",0,0,0,0,0]
[null,null,null,null,null,null,null,null,null,"2010-12-17",0,0,0,0,0]
[null,null,null,null,null,null,null,null,null,"2010-12-18",0,0,0,0,0]
[null,null,null,null,null,null,null,null,null,"2010-12-19",0,0,0,0,0]
[null,null,null,null,null,null,null,null,null,"2010-12-20",0,0,0,0,0]
[null,null,null,null,null,null,null,null,null,"2010-12-21",0,0,0,0,0]
[null,null,null,null,null,null,null,null,null,"2010-12-22",0,0,0,0,0]
[null,null,null,null,null,null,null,null,null,"2010-12-23",0,0,0,0,0]
[null,null,null,null,null,null,null,null,null,"2010-12-24",0,0,0,0,0]
[null,null,null,null,null,null,null,null,null,"2010-12-25",0,0,0,0,0]
[null,null,null,null,null,null,null,null,null,"2010-12-26",0,0,0,0,0]
[null,null,null,null,null,null,null,null,null,"2010-12-27",0,0,0,0,0]
[null,null,null,null,null,null,null,null,null,"2010-12-28",0,0,0,0,0]
[null,null,null,null,null,null,null,null,null,"2010-12-29",0,0,0,0,0]
[null,null,null,null,null,null,null,null,null,"2010-12-30",0,0,0,0,0]
[null,null,null,null,null,null,null,null,null,"2010-12-31",0,0,0,0,0]

{"sheet":"CD","index":4,"n_rows":18637,"n_cols":34,"rows_kept":18637,"cut":false,"hidden":false,"merged":[[2,0,4,0],[2,1,4,1]]}
[]
["CLIMATE DATA",null,null,null,null,"LAKE EVAPORATION DATA",null,null,null,null,null,null,null,null,null,null,null,null,null,null,null,"MONTHLY EVAPOTRANSPIRATION RATES"]
["DATE","TIME",null,"MSC",null,null,1,2,3,4,5,6,7,8,9,10,11,12,"MONTH",null,null,null,1,2,3,4,5,6,7,8,9,10,11,12]
[null,null,"TEMP.","PRECIPITATION",null,null,31,28.25,31,30,31,30,31,31,30,31,30,31,"DAYS",null,null,null,31,28.25,31,30,31,30,31,31,30,31,30,31]
[null,null,"(ºc)","(mm)",null,"AVG MONTH",{"$f":"AVERAGE(G8:G49)","v":2.9761904761904763},{"$f":"AVERAGE(H8:H49)","v":10.857142857142858},34.61904761904762,72.142857142857139,112.02380952380952,137.14285714285714,154.73095238095237,124.07142857142857,67.166666666666671,30.571428571428573,8.0714285714285712,2.2142857142857144,"mm",null,null,null,{"$f":"AVERAGE(W8:W49)","v":4.3571428571428568},{"$f":"AVERAGE(X8:X49)","v":11.5},45.833333333333336,106.85714285714286,156.8095238095238,179.52380952380952,197.29285714285712,173.4047619047619,109.16666666666667,45.642857142857146,10.738095238095237,3.6666666666666665]
["1960-01-01","12:00:00",-12.8,0,null,"AVG DAILY",{"$f":"G5/G4","v":9.6006144393241163E-2},{"$f":"H5/H4","v":0.38432364096080912},1.1167434715821813,2.4047619047619047,3.6136712749615976,4.5714285714285712,4.9913210445468508,4.0023041474654377,2.2388888888888889,0.98617511520737333,0.26904761904761904,7.1428571428571438E-2,"mm",null,null,null,{"$f":"W5/W4","v":0.14055299539170504},{"$f":"X5/X4","v":0.40707964601769914},1.478494623655914,3.5619047619047621,5.0583717357910905,5.9841269841269842,6.364285714285713,5.5937019969278028,3.6388888888888888,1.4723502304147467,0.35793650793650789,0.11827956989247311]
["1960-01-02","12:00:00",-13.6,2.5,null,"YEAR","JAN ","FEB","MAR","APR","MAY","JUN","JUL","AUG","SEP","OCT","NOV","DEC",null,null,null,"YEAR","JAN ","FEB","MAR","APR","MAY","JUN","JUL","AUG","SEP","OCT","NOV","DEC"]
["1960-01-03","12:00:00",-14.2,5.6,null,1960,1,0,31,74,108,134,176,120,71,29,9,4,null,null,null,1960,1,0,35,120,156,181,233,176,120,45,10,4]
["1960-01-04","12:00:00",-6.4,3.8,null,1961,7,14,31,63,107,176,145,134,57,25,10,-2,null,null,null,1961,10,13,41,92,147,245,201,198,90,34,12,-2]
["1960-01-05","12:00:00",-3.1,0,null,1962,2,-1,33,77,104,144,149,87,72,30,10,3,null,null,null,1962,3,-1,36,121,132,197,191,152,119,46,16,3]
["1960-01-06","12:00:00",0.6,0,null,1963,-1,9,34,66,118,131,161,137,74,37,9,0,null,null,null,1963,-1,9,47,93,160,170,205,184,125,59,9,1]
["1960-01-07","12:00:00",-4.7,0,null,1964,4,17,27,65,106,124,167,126,49,34,5,-3,null,null,null,1964,4,23,32,101,160,170,228,191,78,55,5,-2]
["1960-01-08","12:00:00",-13.4,0.5,null,1965,-1,3,13,64,98,111,161,123,43,35,2,-3,null,null,null,1965,-1,4,12,84,140,146,193,161,61,57,2,-2]
["1960-01-09","12:00:00",-11.1,0,null,1966,-2,5,39,59,120,131,151,113,76,27,-1,-4,null,null,null,1966,-2,5,55,76,169,163,184,148,127,40,-1,-4]
["1960-01-10","12:00:00",-4.5,0,null,1967,-3,12,7,53,100,145,170,142,86,28,9,0,null,null,null,1967,-3,11,7,58,136,172,222,206,151,42,13,1]
["1960-01-11","12:00:00",-5,0,null,1968,-2,16,37,66,108,114,153,92,62,29,10,-1,null,null,null,1968,-1,14,53,99,149,152,198,130,100,43,13,-1]
["1960-01-12","12:00:00",-12.2,0,null,1969,0,-1,35,72,113,122,154.69999999999999,149,62,27,12,4,null,null,null,1969,0,-1,37,115,170,172,{"$f":"197.3","v":197.3},208,100,34,23,5]
["1960-01-13","12:00:00",-12.8,0,null,1970,-1,15,35,78,114,149,167,146,71,32,4,-1,null,null,null,1970,0,15,40,98,160,199,208,215,120,50,4,0]
["1960-01-14","12:00:00",-5.8,0,null,1971,1,14,38,77,134,143,171,150,65,32,9,-2,null,null,null,1971,1,11,43,105,186,180,211,230,106,47,10,-1]
["1960-01-15","12:00:00",-2.8,0,null,1972,0,0,35,78,131,137,117,138,62,26,10,-2,null,null,null,1972,0,0,45,119,171,184,148,177,86,35,10,-2]
["1960-01-16","12:00:00",-7.8,0,null,1973,7,15,43,63,130,149,177,127,67,32,-2,0,null,null,null,1973,7,14,60,81,193,198,236,176,106,47,-2,0]
["1960-01-17","12:00:00",-11.4,0,null,1974,0,15,29,78,93,174,164,98,66,35,10,5,null,null,null,1974,0,13,31,109,118,231,225,139,108,57,15,9]
["1960-01-18","12:00:00",-14.2,0,null,1975,7,0,29,63,108,137,163,118,83,30,10,4,null,null,null,1975,8,1,34,75,143,182,214,169,139,44,14,5]
["1960-01-19","12:00:00",-12.8,0,null,1976,8,15,35,79,137,128,158,128,79,29,12,5,null,null,null,1976,9,16,48,126,200,166,221,179,132,41,20,5]
["1960-01-20","12:00:00",-12.5,0,null,1977,1,19,38,98,111,176,150,104,53,35,11,-2,null,null,null,1977,2,27,56,163,151,270,201,129,80,53,12,-1]
["1960-01-21","12:00:00",-15.3,0,null,1978,-1,-2,33,48,107,156,144,122,60,37,8,2,null,null,null,1978,-1,-1,42,66,144,186,179,163,94,58,8,3]
["1960-01-22","12:00:00",-18.7,0,null,1979,0,-1,41,54,102,148,167,128,79,29,10,5,null,null,null,1979,0,-1,60,71,143,207,232,173,135,43,17,6]
["1960-01-23","12:00:00",-11.7,0,null,1980,0,12,34,94,128,127,167,106,62,34,12,3,null,null,null,1980,1,10,40,148,193,151,213,143,103,54,22,4]
["1960-01-24","12:00:00",-9.6999999999999993,4.0999999999999996,null,1981,7,16,43,83,95,138,135,142,75,27,11,6,null,null,null,1981,10,18,60,142,127,183,167,195,126,38,21,7]
["1960-01-25","12:00:00",-14.5,3.3,null,1982,0,6,32,79,120,133,145,123,65,33,8,5,null,null,null,1982,1,6,39,118,166,168,182,168,107,52,9,6]
["1960-01-26","12:00:00",-16.100000000000001,0,null,1983,6,13,27,71,119,126,153,138,65,28,9,0,null,null,null,1983,6,13,32,105,176,177,210,224,110,44,11,0]
["1960-01-27","12:00:00",-14.8,0,null,1984,7,19,30,74,92,138,174,134,52,23,7,2,null,null,null,1984,12,30,41,124,149,196,253,231,82,31,7,3]
["1960-01-28","12:00:00",-7.5,0,null,1985,8,14,46,72,128,154,172,102,44,26,2,3,null,null,null,1985,9,13,69,112,201,206,247,151,68,38,3,3]
["1960-01-29","12:00:00",0.8,0,null,1986,7,13,41,72,113,147,139,136,43,35,-2,5,null,null,null,1986,15,11,63,113,160,203,166,193,60,54,-2,9]
["1960-01-30","12:00:00",1.4,0,null,1987,8,16,27,85,137,162,137,109,82,35,11,6,null,null,null,1987,17,20,33,141,202,239,165,136,141,58,18,11]
["1960-01-31","12:00:00",-3.6,0,null,1988,7,14,41,93,132,140,153,119,63,33,9,6,null,null,null,1988,8,18,61,156,217,198,216,158,102,49,15,7]
["1960-02-01","12:00:00",-1.7,0,null,1989,7,6,33,75,109,144,162,93,75,31,10,5,null,null,null,1989,7,6,37,114,149,179,204,127,120,47,15,7]
["1960-02-02","12:00:00",-7,0,null,1990,7,15,46,70,85,129,135,128,87,28,8,2,null,null,null,1990,9,14,70,104,119,176,175,177,150,44,9,3]
["1960-02-03","12:00:00",-2,0.8,null,1991,6,14,37,81,99,121,167,131,71,30,9,5,null,null,null,1991,6,17,49,123,130,157,210,193,118,42,9,11]
["1960-02-04","12:00:00",-3.6,0,null,1992,7,15,47,70,104,127,128,120,56,26,7,1,null,null,null,1992,13,17,74,116,155,164,149,162,91,37,7,1]
["1960-02-05","12:00:00",-5.8,0,null,1993,-1,16,32,69,112,126,117,108,70,33,10,4,null,null,null,1993,-1,13,43,101,158,161,140,132,114,49,11,7]
["1960-02-06","12:00:00",-2.5,0,null,1994,-2,2,49,77,114,139,159,120,79,29,9,3,null,null,null,1994,-1,2,76,119,158,175,208,173,134,40,10,4]
["1960-02-07","12:00:00",0.9,0,null,1995,1,15,38,60,108,131,135,119,73,29,9,1,null,null,null,1995,5,16,53,84,134,162,153,144,113,41,6,4]
["1960-02-08","12:00:00",-6.7,7.1,null,1996,2,16,30,60,75,135,163,143,51,30,4,2,null,null,null,1996,3,15,34,86,81,163,186,192,77,42,4,3]
["1960-02-09","12:00:00",-8.1,4.0999999999999996,null,1997,2,14,33,73,104,132,168,122,79,27,9,6,null,null,null,1997,3,14,43,101,140,154,191,157,121,37,12,11]
["1960-02-10","12:00:00",-15,0.3,null,1998,2,16,29,77,132,111,153,143,74,31,8,5,null,null,null,1998,2,15,31,97,161,119,165,194,116,45,9,6]
["1960-02-11","12:00:00",-10.3,0,null,1999,5,17,36,66,111,116,135,113,70,32,11,6,null,null,null,1999,5,22,49,100,145,139,158,133,110,49,17,14]
["1960-02-12","12:00:00",-2.2000000000000002,0,null,2000,5,16,36,74,111,133,173,133,69,34,10,1,null,null,null,2000,5,14,50,103,142,152,200,178,114,49,11,1]
["1960-02-13","12:00:00",-2.2000000000000002,0,null,2001,7,7,44,80,128,122,163,147,79,32,11,4,null,null,null,2001,12,7,64,109,195,147,201,218,131,47,17,5]
["1960-02-14","12:00:00",-1.1000000000000001,0,null,2002,{"$f":"G$5","v":2.9761904761904763},{"$f":"H$5","v":10.857142857142858},34.61904761904762,72.142857142857139,112.02380952380952,137.14285714285714,154.73095238095237,124.07142857142857,67.166666666666671,30.571428571428573,8.0714285714285712,2.2142857142857144,null,null,null,2002,{"$f":"W$5","v":4.3571428571428568},11.5,45.833333333333336,106.85714285714286,156.8095238095238,179.52380952380952,197.29285714285712,173.4047619047619,109.16666666666667,45.642857142857146,10.738095238095237,3.6666666666666665]
["1960-02-15","12:00:00",-0.6,0,null,2003,{"$f":"G$5","v":2.9761904761904763},10.857142857142858,34.61904761904762,72.142857142857139,112.02380952380952,137.14285714285714,154.73095238095237,124.07142857142857,67.166666666666671,30.571428571428573,8.0714285714285712,2.2142857142857144,null,null,null,2003,4.3571428571428568,11.5,45.833333333333336,106.85714285714286,156.8095238095238,179.52380952380952,197.29285714285712,173.4047619047619,109.16666666666667,45.642857142857146,10.738095238095237,3.6666666666666665]
["1960-02-16","12:00:00",-2.2000000000000002,0.3,null,2004,2.9761904761904763,10.857142857142858,34.61904761904762,72.142857142857139,112.02380952380952,137.14285714285714,154.73095238095237,124.07142857142857,67.166666666666671,30.571428571428573,8.0714285714285712,2.2142857142857144,null,null,null,2004,4.3571428571428568,11.5,45.833333333333336,106.85714285714286,156.8095238095238,179.52380952380952,197.29285714285712,173.4047619047619,109.16666666666667,45.642857142857146,10.738095238095237,3.6666666666666665]
["1960-02-17","12:00:00",-8.4,1,null,2005,2.9761904761904763,10.857142857142858,34.61904761904762,72.142857142857139,112.02380952380952,137.14285714285714,154.73095238095237,124.07142857142857,67.166666666666671,30.571428571428573,8.0714285714285712,2.2142857142857144,null,null,null,2005,4.3571428571428568,11.5,45.833333333333336,106.85714285714286,156.8095238095238,179.52380952380952,197.29285714285712,173.4047619047619,109.16666666666667,45.642857142857146,10.738095238095237,3.6666666666666665]
["1960-02-18","12:00:00",-13.1,0,null,2006,2.9761904761904763,10.857142857142858,34.61904761904762,72.142857142857139,112.02380952380952,137.14285714285714,154.73095238095237,124.07142857142857,67.166666666666671,30.571428571428573,8.0714285714285712,2.2142857142857144,null,null,null,2006,4.3571428571428568,11.5,45.833333333333336,106.85714285714286,156.8095238095238,179.52380952380952,197.29285714285712,173.4047619047619,109.16666666666667,45.642857142857146,10.738095238095237,3.6666666666666665]
["1960-02-19","12:00:00",-11.4,1.3,null,2007,2.9761904761904763,10.857142857142858,34.61904761904762,72.142857142857139,112.02380952380952,137.14285714285714,154.73095238095237,124.07142857142857,67.166666666666671,30.571428571428573,8.0714285714285712,2.2142857142857144,null,null,null,2007,4.3571428571428568,11.5,45.833333333333336,106.85714285714286,156.8095238095238,179.52380952380952,197.29285714285712,173.4047619047619,109.16666666666667,45.642857142857146,10.738095238095237,3.6666666666666665]
["1960-02-20","12:00:00",-5.3,0,null,2008,2.9761904761904763,10.857142857142858,34.61904761904762,72.142857142857139,112.02380952380952,137.14285714285714,154.73095238095237,124.07142857142857,67.166666666666671,30.571428571428573,8.0714285714285712,2.2142857142857144,null,null,null,2008,4.3571428571428568,11.5,45.833333333333336,106.85714285714286,156.8095238095238,179.52380952380952,197.29285714285712,173.4047619047619,109.16666666666667,45.642857142857146,10.738095238095237,3.6666666666666665]
["1960-02-21","12:00:00",-6.4,0,null,2009,2.9761904761904763,10.857142857142858,34.61904761904762,72.142857142857139,112.02380952380952,137.14285714285714,154.73095238095237,124.07142857142857,67.166666666666671,30.571428571428573,8.0714285714285712,2.2142857142857144,null,null,null,2009,4.3571428571428568,11.5,45.833333333333336,106.85714285714286,156.8095238095238,179.52380952380952,197.29285714285712,173.4047619047619,109.16666666666667,45.642857142857146,10.738095238095237,3.6666666666666665]
["1960-02-22","12:00:00",-8.4,4.3,null,2010,2.9761904761904763,10.857142857142858,34.61904761904762,72.142857142857139,112.02380952380952,137.14285714285714,154.73095238095237,124.07142857142857,67.166666666666671,30.571428571428573,8.0714285714285712,2.2142857142857144,null,null,null,2010,4.3571428571428568,11.5,45.833333333333336,106.85714285714286,156.8095238095238,179.52380952380952,197.29285714285712,173.4047619047619,109.16666666666667,45.642857142857146,10.738095238095237,3.6666666666666665]
["1960-02-23","12:00:00",-17.3,0]
["1960-02-24","12:00:00",-11.9,8.4]
["1960-02-25","12:00:00",-15.6,1.8]
["1960-02-26","12:00:00",-17.3,0]
["1960-02-27","12:00:00",-19.2,0.8]
["1960-02-28","12:00:00",-11.4,1]
["1960-02-29","12:00:00",-19.5,0.3]
["1960-03-01","12:00:00",-25.6,0]
["1960-03-02","12:00:00",-25.6,0]
["1960-03-03","12:00:00",-19.2,0]
["1960-03-04","12:00:00",-18.7,0.5]
["1960-03-05","12:00:00",-20.3,0.3]
["1960-03-06","12:00:00",-8.6,0]
["1960-03-07","12:00:00",-12,0]
["1960-03-08","12:00:00",-7.8,2.2999999999999998]
["1960-03-09","12:00:00",-11.1,0.8]
["1960-03-10","12:00:00",-12.8,0.3]
["1960-03-11","12:00:00",-16.2,0.5]
["1960-03-12","12:00:00",-15.8,0]
["1960-03-13","12:00:00",-9.5,0]
["1960-03-14","12:00:00",-3.9,0]
["1960-03-15","12:00:00",-2,0.3]
["1960-03-16","12:00:00",-1.1000000000000001,0]
["1960-03-17","12:00:00",6.1,0]
["1960-03-18","12:00:00",5.3,0]
["1960-03-19","12:00:00",6.4,0]
["1960-03-20","12:00:00",7.8,0]
["1960-03-21","12:00:00",-2.2000000000000002,0]
["1960-03-22","12:00:00",2,0]
["1960-03-23","12:00:00",0.9,0]
["1960-03-24","12:00:00",4.5,0]
["1960-03-25","12:00:00",4.8,0]
["1960-03-26","12:00:00",8.1,0.5]
["1960-03-27","12:00:00",3.3,0]
["1960-03-28","12:00:00",-2,0.5]
["1960-03-29","12:00:00",3.9,0]
["1960-03-30","12:00:00",4.2,0]
["1960-03-31","12:00:00",2.2000000000000002,0]
["1960-04-01","12:00:00",5,0]
["1960-04-02","12:00:00",7,0]
["1960-04-03","12:00:00",7.8,0]
["1960-04-04","12:00:00",9.6999999999999993,0]
["1960-04-05","12:00:00",8.9,0]
["1960-04-06","12:00:00",5.3,0]
["1960-04-07","12:00:00",4.7,0]
["1960-04-08","12:00:00",8.3000000000000007,0]
["1960-04-09","12:00:00",10.8,0]
["1960-04-10","12:00:00",6.4,0]
["1960-04-11","12:00:00",6.1,0]
["1960-04-12","12:00:00",6.1,0]
["1960-04-13","12:00:00",5,0]
["1960-04-14","12:00:00",4.5,0]
["1960-04-15","12:00:00",4.7,1]
["1960-04-16","12:00:00",3.1,0]
["1960-04-17","12:00:00",5.3,0]
["1960-04-18","12:00:00",4.7,0]
["1960-04-19","12:00:00",7,0]
["1960-04-20","12:00:00",6.4,0]
["1960-04-21","12:00:00",5,6.1]
["1960-04-22","12:00:00",3.4,0.5]
["1960-04-23","12:00:00",0.8,4.5999999999999996]
["1960-04-24","12:00:00",-2.8,14]
["1960-04-25","12:00:00",-3.4,4.0999999999999996]
["1960-04-26","12:00:00",-4.5,0]
["1960-04-27","12:00:00",-4.7,0]
["1960-04-28","12:00:00",1.4,0]
["1960-04-29","12:00:00",4.5,0]
["1960-04-30","12:00:00",9.8000000000000007,0]
["1960-05-01","12:00:00",7.8,9.1]
["1960-05-02","12:00:00",3.9,1]
["1960-05-03","12:00:00",4.5,0]
["1960-05-04","12:00:00",1.7,0]
["1960-05-05","12:00:00",5.3,0]
["1960-05-06","12:00:00",8.4,0]
["1960-05-07","12:00:00",10.9,0.3]
["1960-05-08","12:00:00",7.8,1]
["1960-05-09","12:00:00",9.8000000000000007,0]
["1960-05-10","12:00:00",15.3,0]
["1960-05-11","12:00:00",18.600000000000001,0]
["1960-05-12","12:00:00",17.2,2.2999999999999998]
["1960-05-13","12:00:00",9.6999999999999993,0]
["1960-05-14","12:00:00",6.7,4.0999999999999996]
["1960-05-15","12:00:00",8.1,0]
["1960-05-16","12:00:00",6.1,5.0999999999999996]
["1960-05-17","12:00:00",3.7,19.600000000000001]
["1960-05-18","12:00:00",4.5,0.8]
["1960-05-19","12:00:00",6.7,0]
["1960-05-20","12:00:00",10.3,0.5]
["1960-05-21","12:00:00",10,0.3]
["1960-05-22","12:00:00",6.2,0]
["1960-05-23","12:00:00",4.8,1.3]
["1960-05-24","12:00:00",5,7.4]
["1960-05-25","12:00:00",7.5,0]
["1960-05-26","12:00:00",11.9,0.3]
["1960-05-27","12:00:00",12,0]
["1960-05-28","12:00:00",11.4,0]
["1960-05-29","12:00:00",12,0]
["1960-05-30","12:00:00",16.100000000000001,0]
["1960-05-31","12:00:00",10.9,0]
["1960-06-01","12:00:00",12.8,0]
["1960-06-02","12:00:00",14.7,0.5]
["1960-06-03","12:00:00",11.7,2.8]
["1960-06-04","12:00:00",8.6,0]
["1960-06-05","12:00:00",10.8,0]
["1960-06-06","12:00:00",15,0]
["1960-06-07","12:00:00",11.2,0]
["1960-06-08","12:00:00",11.9,0]
["1960-06-09","12:00:00",12,0]
["1960-06-10","12:00:00",15,0]
["1960-06-11","12:00:00",14.8,3.3]
["1960-06-12","12:00:00",16.100000000000001,0]
["1960-06-13","12:00:00",15.6,1]
["1960-06-14","12:00:00",11.4,14.2]
["1960-06-15","12:00:00",11.4,2.8]
["1960-06-16","12:00:00",13.1,1.8]
["1960-06-17","12:00:00",11.4,0]
["1960-06-18","12:00:00",12.8,0]
["1960-06-19","12:00:00",13.9,5.0999999999999996]
["1960-06-20","12:00:00",9.5,7.4]
["1960-06-21","12:00:00",10,2]
["1960-06-22","12:00:00",13.3,1.5]
["1960-06-23","12:00:00",15.6,0]
["1960-06-24","12:00:00",17.5,7.1]
["1960-06-25","12:00:00",13.3,16]
["1960-06-26","12:00:00",13.6,1.5]
["1960-06-27","12:00:00",17.2,0.3]
["1960-06-28","12:00:00",17,18.5]
["1960-06-29","12:00:00",12.2,0]
["1960-06-30","12:00:00",14.5,0.3]
["1960-07-01","12:00:00",14.2,16]
["1960-07-02","12:00:00",14.5,0]
["1960-07-03","12:00:00",14.2,1]
["1960-07-04","12:00:00",13.9,0]
["1960-07-05","12:00:00",17.5,0]
["1960-07-06","12:00:00",19.5,0]
["1960-07-07","12:00:00",22.5,0]
["1960-07-08","12:00:00",16.899999999999999,0]
["1960-07-09","12:00:00",15.6,0]
["1960-07-10","12:00:00",18.7,0]
["1960-07-11","12:00:00",14.7,0]
["1960-07-12","12:00:00",17.3,0]
["1960-07-13","12:00:00",20.9,0]
["1960-07-14","12:00:00",22.3,0]
["1960-07-15","12:00:00",20.3,2.5]
["1960-07-16","12:00:00",21.7,0]
["1960-07-17","12:00:00",22.2,0]
["1960-07-18","12:00:00",23.6,0]
["1960-07-19","12:00:00",23.6,0]
["1960-07-20","12:00:00",19.2,17.8]
["1960-07-21","12:00:00",20,0]
["1960-07-22","12:00:00",22.2,0]
["1960-07-23","12:00:00",13.1,4.8]
["1960-07-24","12:00:00",13.1,0]
["1960-07-25","12:00:00",16.399999999999999,0]
["1960-07-26","12:00:00",18.3,0]
["1960-07-27","12:00:00",19.7,0]
["1960-07-28","12:00:00",20,0]
["1960-07-29","12:00:00",20.9,0]
["1960-07-30","12:00:00",20.6,0]
["1960-07-31","12:00:00",20.3,0.5]
["1960-08-01","12:00:00",17.5,2]
["1960-08-02","12:00:00",17,1.8]
["1960-08-03","12:00:00",18.399999999999999,0]
["1960-08-04","12:00:00",14.7,3.8]
["1960-08-05","12:00:00",15.8,0.3]
["1960-08-06","12:00:00",15.6,9.6999999999999993]
["1960-08-07","12:00:00",13.6,0]
["1960-08-08","12:00:00",15.3,0]
["1960-08-09","12:00:00",17.5,0]
["1960-08-10","12:00:00",17.8,0]
["1960-08-11","12:00:00",20.9,0.5]
["1960-08-12","12:00:00",18.899999999999999,0]
["1960-08-13","12:00:00",18.600000000000001,0]
["1960-08-14","12:00:00",15,7.6]
["1960-08-15","12:00:00",14.5,0]
["1960-08-16","12:00:00",15.6,0]
["1960-08-17","12:00:00",18.3,0]
["1960-08-18","12:00:00",20.9,0]
["1960-08-19","12:00:00",15.6,2.8]
["1960-08-20","12:00:00",12.8,7.1]
["1960-08-21","12:00:00",18.100000000000001,0]
["1960-08-22","12:00:00",14.5,1.8]
["1960-08-23","12:00:00",10.6,3.3]
["1960-08-24","12:00:00",9.6999999999999993,0]
["1960-08-25","12:00:00",10.8,0]
["1960-08-26","12:00:00",9.1999999999999993,1]
["1960-08-27","12:00:00",11.1,0]
["1960-08-28","12:00:00",13.9,0]
["1960-08-29","12:00:00",12.8,0]
["1960-08-30","12:00:00",11.7,0]
["1960-08-31","12:00:00",15,0]
["1960-09-01","12:00:00",13.1,0]
["1960-09-02","12:00:00",13.1,0]
["1960-09-03","12:00:00",17,0]
["1960-09-04","12:00:00",17.5,0.3]
["1960-09-05","12:00:00",12,0]
["1960-09-06","12:00:00",10.6,0]
["1960-09-07","12:00:00",8.6,1.8]
["1960-09-08","12:00:00",10.9,0]
["1960-09-09","12:00:00",17.5,0]
["1960-09-10","12:00:00",13.6,0]
["1960-09-11","12:00:00",15.9,0]
["1960-09-12","12:00:00",16.2,0]
["1960-09-13","12:00:00",15.6,0]
["1960-09-14","12:00:00",16.399999999999999,0]
["1960-09-15","12:00:00",8.6,2.8]
["1960-09-16","12:00:00",8.6999999999999993,0]
["1960-09-17","12:00:00",11.4,0]
["1960-09-18","12:00:00",18.399999999999999,0]
["1960-09-19","12:00:00",10.6,1.3]
["1960-09-20","12:00:00",4.8,2]
["1960-09-21","12:00:00",5.9,0]
["1960-09-22","12:00:00",7.5,0]
["1960-09-23","12:00:00",10.3,3.6]
["1960-09-24","12:00:00",9.5,0]
["1960-09-25","12:00:00",8.6,0]
["1960-09-26","12:00:00",7.2,0]
["1960-09-27","12:00:00",5.6,0]
["1960-09-28","12:00:00",8.1,0]
["1960-09-29","12:00:00",9.5,0]
["1960-09-30","12:00:00",9.5,0]
["1960-10-01","12:00:00",8.1,0]
["1960-10-02","12:00:00",10.3,0]
["1960-10-03","12:00:00",13.1,0]
["1960-10-04","12:00:00",10.6,0]
["1960-10-05","12:00:00",17.2,0]
["1960-10-06","12:00:00",15,0]
["1960-10-07","12:00:00",13.6,0.3]
["1960-10-08","12:00:00",3.9,16]
["1960-10-09","12:00:00",3.3,0]
["1960-10-10","12:00:00",5,0]
["1960-10-11","12:00:00",3.9,0]
["1960-10-12","12:00:00",7.2,0.3]
["1960-10-13","12:00:00",3.9,0.3]
["1960-10-14","12:00:00",6.4,0]
["1960-10-15","12:00:00",11.1,0]
["1960-10-16","12:00:00",7,0]
["1960-10-17","12:00:00",5,1]
["1960-10-18","12:00:00",-0.9,0]
["1960-10-19","12:00:00",3.7,0]
["1960-10-20","12:00:00",6.4,0]
["1960-10-21","12:00:00",8.9,0]
["1960-10-22","12:00:00",7.3,0]
["1960-10-23","12:00:00",13.1,0]
["1960-10-24","12:00:00",9.5,0]
["1960-10-25","12:00:00",8.6999999999999993,0]
["1960-10-26","12:00:00",7.8,0]
["1960-10-27","12:00:00",6.4,0]
["1960-10-28","12:00:00",2.5,2]
["1960-10-29","12:00:00",-2,0]
["1960-10-30","12:00:00",1.1000000000000001,0]
["1960-10-31","12:00:00",6.1,0]
["1960-11-01","12:00:00",4.5,0]
["1960-11-02","12:00:00",3.4,0]
["1960-11-03","12:00:00",-3.1,0]
["1960-11-04","12:00:00",-0.3,0]
["1960-11-05","12:00:00",5.6,0]
["1960-11-06","12:00:00",8.4,0]
["1960-11-07","12:00:00",0.6,0]
["1960-11-08","12:00:00",-8.6,0]
["1960-11-09","12:00:00",-2.8,1]
["1960-11-10","12:00:00",-4.5,1]
["1960-11-11","12:00:00",-5.6,0.5]
["1960-11-12","12:00:00",-4.2,0]
["1960-11-13","12:00:00",-4.5,0]
["1960-11-14","12:00:00",0.9,0]
["1960-11-15","12:00:00",-2,0]
["1960-11-16","12:00:00",-2.5,0]
["1960-11-17","12:00:00",1.7,0]
["1960-11-18","12:00:00",3.9,0]
["1960-11-19","12:00:00",1.7,0]
["1960-11-20","12:00:00",-2,7.1]
["1960-11-21","12:00:00",-3.6,0.8]
["1960-11-22","12:00:00",-10,0]
["1960-11-23","12:00:00",-7.8,1]
["1960-11-24","12:00:00",-3.9,0]
["1960-11-25","12:00:00",-10.9,1.3]
["1960-11-26","12:00:00",-16.399999999999999,0]
["1960-11-27","12:00:00",-16.399999999999999,0]
["1960-11-28","12:00:00",-12,0]
["1960-11-29","12:00:00",-7.8,0]
["1960-11-30","12:00:00",-2.2000000000000002,0]
["1960-12-01","12:00:00",0.3,0]
["1960-12-02","12:00:00",-1.4,0]
["1960-12-03","12:00:00",-4.2,0]
["1960-12-04","12:00:00",-5.6,0]
["1960-12-05","12:00:00",-8.6,0]
["1960-12-06","12:00:00",-5.3,0]
["1960-12-07","12:00:00",-0.6,0]
["1960-12-08","12:00:00",-0.3,0]
["1960-12-09","12:00:00",0.6,0]
["1960-12-10","12:00:00",-4.5,0]
["1960-12-11","12:00:00",-2.8,0]
["1960-12-12","12:00:00",1.9,0]
["1960-12-13","12:00:00",4.8,1]
["1960-12-14","12:00:00",-3.7,0]
["1960-12-15","12:00:00",-4.8,0]
["1960-12-16","12:00:00",-6.4,0]
["1960-12-17","12:00:00",-9.6999999999999993,0]
["1960-12-18","12:00:00",-10.9,6.6]
["1960-12-19","12:00:00",-17.2,1.5]
["1960-12-20","12:00:00",-23.1,0]
["1960-12-21","12:00:00",-9.6999999999999993,5.0999999999999996]
["1960-12-22","12:00:00",-0.6,0]
["1960-12-23","12:00:00",3.9,0]
["1960-12-24","12:00:00",2.5,3]
["1960-12-25","12:00:00",-3.6,0]
["1960-12-26","12:00:00",-9.8000000000000007,0]
["1960-12-27","12:00:00",-9.5,0]
["1960-12-28","12:00:00",-5.3,0.3]
["1960-12-29","12:00:00",1.2,0]
["1960-12-30","12:00:00",-2.8,0]
["1960-12-31","12:00:00",-9.5,0]
["1961-01-01","12:00:00",-7.5,0]
["1961-01-02","12:00:00",-5,0]
["1961-01-03","12:00:00",3.1,0]
["1961-01-04","12:00:00",1.4,0]
["1961-01-05","12:00:00",2,0]
["1961-01-06","12:00:00",-1.9,0.5]
["1961-01-07","12:00:00",-3.9,0]
["1961-01-08","12:00:00",1.4,0]
["1961-01-09","12:00:00",-1.4,0]
["1961-01-10","12:00:00",2,0]
["1961-01-11","12:00:00",3.6,0]
["1961-01-12","12:00:00",2.5,0]
["1961-01-13","12:00:00",0.3,0]
["1961-01-14","12:00:00",3.6,0]
["1961-01-15","12:00:00",6.4,0]
["1961-01-16","12:00:00",1.7,0]
["1961-01-17","12:00:00",-4.2,0]
["1961-01-18","12:00:00",-5,0]
["1961-01-19","12:00:00",-1.1000000000000001,0]
["1961-01-20","12:00:00",0.9,0]
["1961-01-21","12:00:00",2.8,0]
["1961-01-22","12:00:00",0,0]
["1961-01-23","12:00:00",-2.2000000000000002,0]
["1961-01-24","12:00:00",-7,0]
["1961-01-25","12:00:00",-10.9,0.5]
["1961-01-26","12:00:00",-9.1999999999999993,0]
["1961-01-27","12:00:00",-3.1,0.8]
["1961-01-28","12:00:00",-15,1]
["1961-01-29","12:00:00",-20,2]
["1961-01-30","12:00:00",-17.5,0]
["1961-01-31","12:00:00",-9.1999999999999993,0.8]
["1961-02-01","12:00:00",-7.5,0]
["1961-02-02","12:00:00",-0.6,0]
["1961-02-03","12:00:00",-2,0]
["1961-02-04","12:00:00",0.9,0]
["1961-02-05","12:00:00",5.8,0]
["1961-02-06","12:00:00",9.8000000000000007,0]
["1961-02-07","12:00:00",4.2,0]
["1961-02-08","12:00:00",0.3,0]
["1961-02-09","12:00:00",0,0]
["1961-02-10","12:00:00",3.6,0]
["1961-02-11","12:00:00",-3.9,6.1]
["1961-02-12","12:00:00",-9.8000000000000007,0]
["1961-02-13","12:00:00",-10.6,0.5]
["1961-02-14","12:00:00",-13.1,0.3]
["1961-02-15","12:00:00",-13.6,1.3]
["1961-02-16","12:00:00",-21.4,0]
["1961-02-17","12:00:00",-20,0]
["1961-02-18","12:00:00",-14.2,0]
["1961-02-19","12:00:00",-4.2,0]
["1961-02-20","12:00:00",1.2,0]
["1961-02-21","12:00:00",5.3,17]
["1961-02-22","12:00:00",-7.5,3.3]
["1961-02-23","12:00:00",-7.5,0]
["1961-02-24","12:00:00",-0.9,1.5]
["1961-02-25","12:00:00",-2.5,0]
["1961-02-26","12:00:00",-2,0]
["1961-02-27","12:00:00",-3.1,0]
["1961-02-28","12:00:00",-2.8,0]
["1961-03-01","12:00:00",0,0]
["1961-03-02","12:00:00",-3.9,0.8]
["1961-03-03","12:00:00",-10.6,0]
["1961-03-04","12:00:00",-12.8,0]
["1961-03-05","12:00:00",-13.3,0]
["1961-03-06","12:00:00",-10.3,0]
["1961-03-07","12:00:00",-11.1,0]
["1961-03-08","12:00:00",-5.3,0]
["1961-03-09","12:00:00",-1.1000000000000001,0]
["1961-03-10","12:00:00",-6.4,0]
["1961-03-11","12:00:00",-3.6,0]
["1961-03-12","12:00:00",-1.7,0]
["1961-03-13","12:00:00",-1.7,0]
["1961-03-14","12:00:00",-3.4,0]
["1961-03-15","12:00:00",3.3,0]
["1961-03-16","12:00:00",5,1]
["1961-03-17","12:00:00",3.1,0]
["1961-03-18","12:00:00",2,0]
["1961-03-19","12:00:00",5.3,0]
["1961-03-20","12:00:00",6.4,0]
["1961-03-21","12:00:00",4.2,0.3]
["1961-03-22","12:00:00",2.8,0]
["1961-03-23","12:00:00",5.3,0]
["1961-03-24","12:00:00",0.6,0]
["1961-03-25","12:00:00",0.8,0]
["1961-03-26","12:00:00",-0.3,0]
["1961-03-27","12:00:00",1.1000000000000001,0]
["1961-03-28","12:00:00",3.9,0]
["1961-03-29","12:00:00",7.8,2.5]
["1961-03-30","12:00:00",3.9,0.3]
["1961-03-31","12:00:00",5.9,0]
["1961-04-01","12:00:00",8.3000000000000007,0]
["1961-04-02","12:00:00",7.5,0]
["1961-04-03","12:00:00",6.1,0.8]
["1961-04-04","12:00:00",0.6,0]
["1961-04-05","12:00:00",-1.1000000000000001,0]
["1961-04-06","12:00:00",0.3,0.3]
["1961-04-07","12:00:00",1.7,0]
["1961-04-08","12:00:00",3.1,0]
["1961-04-09","12:00:00",0,1.5]
["1961-04-10","12:00:00",-2,1]
["1961-04-11","12:00:00",4.8,0]
["1961-04-12","12:00:00",5.6,0]
["1961-04-13","12:00:00",-4.2,0.3]
["1961-04-14","12:00:00",-3.6,0.8]
["1961-04-15","12:00:00",1.7,0]
["1961-04-16","12:00:00",8.6,0]
["1961-04-17","12:00:00",9.8000000000000007,0]
["1961-04-18","12:00:00",3.4,28.2]
["1961-04-19","12:00:00",0,4.0999999999999996]
["1961-04-20","12:00:00",2,0]
["1961-04-21","12:00:00",3.6,0]
["1961-04-22","12:00:00",1.1000000000000001,0]
["1961-04-23","12:00:00",3.6,0]
["1961-04-24","12:00:00",5.3,0]
["1961-04-25","12:00:00",0.6,0.5]
["1961-04-26","12:00:00",-0.6,0]
["1961-04-27","12:00:00",-1.2,0]
["1961-04-28","12:00:00",-0.3,0.5]
["1961-04-29","12:00:00",5.8,0]
["1961-04-30","12:00:00",8.6,0]
["1961-05-01","12:00:00",8.9,0]
["1961-05-02","12:00:00",6.4,14]
["1961-05-03","12:00:00",7.5,1]
["1961-05-04","12:00:00",6.4,0]
["1961-05-05","12:00:00",6.2,0]
["1961-05-06","12:00:00",2.5,1.8]
["1961-05-07","12:00:00",1.4,1.5]
["1961-05-08","12:00:00",1.1000000000000001,4.5999999999999996]
["1961-05-09","12:00:00",1.4,1.3]
["1961-05-10","12:00:00",1.4,2.2999999999999998]
["1961-05-11","12:00:00",4.4000000000000004,0.3]
["1961-05-12","12:00:00",8.6999999999999993,0.8]
["1961-05-13","12:00:00",9.5,0]
["1961-05-14","12:00:00",10,0.5]
["1961-05-15","12:00:00",8.1,4.3]
["1961-05-16","12:00:00",4.5,1.5]
["1961-05-17","12:00:00",7.3,0]
["1961-05-18","12:00:00",12.8,0]
["1961-05-19","12:00:00",17,0]
["1961-05-20","12:00:00",15,0]
["1961-05-21","12:00:00",18.899999999999999,0]
["1961-05-22","12:00:00",17.3,0]
["1961-05-23","12:00:00",18.100000000000001,0]
["1961-05-24","12:00:00",18.100000000000001,0]
["1961-05-25","12:00:00",17.3,0]
["1961-05-26","12:00:00",19.5,0]
["1961-05-27","12:00:00",17.5,0]
["1961-05-28","12:00:00",13.6,0]
["1961-05-29","12:00:00",17.5,8.6]
["1961-05-30","12:00:00",14.7,0.3]
["1961-05-31","12:00:00",14.2,0]
["1961-06-01","12:00:00",15.3,0]
["1961-06-02","12:00:00",19.2,0]
["1961-06-03","12:00:00",20.9,0]
["1961-06-04","12:00:00",20,0]
["1961-06-05","12:00:00",20.3,0]
["1961-06-06","12:00:00",20.6,0]
["1961-06-07","12:00:00",18.399999999999999,0]
["1961-06-08","12:00:00",14.7,0]
["1961-06-09","12:00:00",13.4,0]
["1961-06-10","12:00:00",15.3,0]
["1961-06-11","12:00:00",15,0]
["1961-06-12","12:00:00",16.7,0]
["1961-06-13","12:00:00",16.7,0]
["1961-06-14","12:00:00",18.399999999999999,0]
["1961-06-15","12:00:00",19.7,0]
["1961-06-16","12:00:00",22.8,0]
["1961-06-17","12:00:00",18.399999999999999,0]
["1961-06-18","12:00:00",16.899999999999999,9.4]
["1961-06-19","12:00:00",18.600000000000001,0]
["1961-06-20","12:00:00",20.3,0.3]
["1961-06-21","12:00:00",14.2,0.3]
["1961-06-22","12:00:00",16.100000000000001,0]
["1961-06-23","12:00:00",18.600000000000001,0]
["1961-06-24","12:00:00",19.8,0]
["1961-06-25","12:00:00",20.6,0]
["1961-06-26","12:00:00",21.9,0]
["1961-06-27","12:00:00",14.2,0]
["1961-06-28","12:00:00",15.9,0]
["1961-06-29","12:00:00",14.2,0]
["1961-06-30","12:00:00",14.7,0]
["1961-07-01","12:00:00",15,0]
["1961-07-02","12:00:00",15,0]
["1961-07-03","12:00:00",17.3,0]
["1961-07-04","12:00:00",19.7,0]
["1961-07-05","12:00:00",16.100000000000001,0.5]
["1961-07-06","12:00:00",19.2,0]
["1961-07-07","12:00:00",21.4,0]
["1961-07-08","12:00:00",17.8,0]
["1961-07-09","12:00:00",17.5,0]
["1961-07-10","12:00:00",17.5,1.8]
["1961-07-11","12:00:00",17.2,1.3]
["1961-07-12","12:00:00",17.2,0]
["1961-07-13","12:00:00",18.899999999999999,0]
["1961-07-14","12:00:00",23.6,0]
["1961-07-15","12:00:00",19.7,0]
["1961-07-16","12:00:00",13.9,14.7]
["1961-07-17","12:00:00",15,20.6]
["1961-07-18","12:00:00",16.399999999999999,0]
["1961-07-19","12:00:00",17.3,0.3]
["1961-07-20","12:00:00",20.3,0]
["1961-07-21","12:00:00",19.7,16.8]
["1961-07-22","12:00:00",19.5,0]
["1961-07-23","12:00:00",20.9,19.600000000000001]
["1961-07-24","12:00:00",15.9,10.9]
["1961-07-25","12:00:00",13.1,1]
["1961-07-26","12:00:00",15.6,0]
["1961-07-27","12:00:00",14.5,7.4]
["1961-07-28","12:00:00",12.8,37.299999999999997]
["1961-07-29","12:00:00",13.4,20.100000000000001]
["1961-07-30","12:00:00",12.8,0.3]
["1961-07-31","12:00:00",16.7,1.3]
["1961-08-01","12:00:00",19.5,0]
["1961-08-02","12:00:00",21.1,0]
["1961-08-03","12:00:00",21.7,0]
["1961-08-04","12:00:00",22,0]
["1961-08-05","12:00:00",21.7,0]
["1961-08-06","12:00:00",18.399999999999999,0]
["1961-08-07","12:00:00",17,0]
["1961-08-08","12:00:00",15.3,0.5]
["1961-08-09","12:00:00",12,0.3]
["1961-08-10","12:00:00",14.5,0]
["1961-08-11","12:00:00",17.2,0]
["1961-08-12","12:00:00",19.2,0]
["1961-08-13","12:00:00",19.2,0]
["1961-08-14","12:00:00",21.1,0]
["1961-08-15","12:00:00",23.9,0]
["1961-08-16","12:00:00",17.5,12.2]
["1961-08-17","12:00:00",11.1,11.9]
["1961-08-18","12:00:00",13.6,0]
["1961-08-19","12:00:00",17,0]
["1961-08-20","12:00:00",17.2,0]
["1961-08-21","12:00:00",22,0]
["1961-08-22","12:00:00",20.3,0]
["1961-08-23","12:00:00",19.7,0]
["1961-08-24","12:00:00",17.8,0]
["1961-08-25","12:00:00",18.899999999999999,0]
["1961-08-26","12:00:00",17.2,0]
["1961-08-27","12:00:00",16.899999999999999,0]
["1961-08-28","12:00:00",15.9,0]
["1961-08-29","12:00:00",15.9,1.8]
["1961-08-30","12:00:00",18.100000000000001,0]
["1961-08-31","12:00:00",14.8,0]
["1961-09-01","12:00:00",10,0.3]
["1961-09-02","12:00:00",8.4,0]
["1961-09-03","12:00:00",13.1,0]
["1961-09-04","12:00:00",13.4,0]
["1961-09-05","12:00:00",15.6,1]
["1961-09-06","12:00:00",9.5,0]
["1961-09-07","12:00:00",6.1,1.3]
["1961-09-08","12:00:00",9.5,0]
["1961-09-09","12:00:00",10,0.8]
["1961-09-10","12:00:00",5.6,11.7]
["1961-09-11","12:00:00",6.1,0]
["1961-09-12","12:00:00",7.2,0]
["1961-09-13","12:00:00",7.3,0]
["1961-09-14","12:00:00",10,0]
["1961-09-15","12:00:00",12.8,0]
["1961-09-16","12:00:00",17,0]
["1961-09-17","12:00:00",15,0]
["1961-09-18","12:00:00",10.6,2.8]
["1961-09-19","12:00:00",9.6999999999999993,0]
["1961-09-20","12:00:00",5,3]
["1961-09-21","12:00:00",2.2999999999999998,0]
["1961-09-22","12:00:00",3.6,0]
["1961-09-23","12:00:00",3.3,0]
["1961-09-24","12:00:00",9.1999999999999993,0.3]
["1961-09-25","12:00:00",7.5,0]
["1961-09-26","12:00:00",2.5,0.3]
["1961-09-27","12:00:00",2.2999999999999998,0]
["1961-09-28","12:00:00",1.2,0]
["1961-09-29","12:00:00",-0.6,0.8]
["1961-09-30","12:00:00",5.6,0]
["1961-10-01","12:00:00",10.6,0]
["1961-10-02","12:00:00",15.3,0]
["1961-10-03","12:00:00",15.6,0]
["1961-10-04","12:00:00",18.100000000000001,0]
["1961-10-05","12:00:00",8.4,0.5]
["1961-10-06","12:00:00",2.8,1.3]
["1961-10-07","12:00:00",-0.3,9.9]
["1961-10-08","12:00:00",0,0]
["1961-10-09","12:00:00",9.5,0]
["1961-10-10","12:00:00",-0.6,1]
["1961-10-11","12:00:00",-3.9,0.3]
["1961-10-12","12:00:00",3.1,0]
["1961-10-13","12:00:00",11.4,0]
["1961-10-14","12:00:00",14.8,0]
["1961-10-15","12:00:00",13.7,0]
["1961-10-16","12:00:00",7.2,5.3]
["1961-10-17","12:00:00",-0.3,0]
["1961-10-18","12:00:00",6.1,0]
["1961-10-19","12:00:00",2.8,0]
["1961-10-20","12:00:00",-6.1,4.0999999999999996]
["1961-10-21","12:00:00",-10.6,1]
["1961-10-22","12:00:00",-3.1,0]
["1961-10-23","12:00:00",1.4,0]
["1961-10-24","12:00:00",0.9,0]
["1961-10-25","12:00:00",2.2000000000000002,0]
["1961-10-26","12:00:00",5.6,0]
["1961-10-27","12:00:00",-2.2000000000000002,15.2]
["1961-10-28","12:00:00",-3.9,2.8]
["1961-10-29","12:00:00",1.1000000000000001,0]
["1961-10-30","12:00:00",8.9,0]
["1961-10-31","12:00:00",11.4,0]
["1961-11-01","12:00:00",-0.6,0.8]
["1961-11-02","12:00:00",-8.9,0]
["1961-11-03","12:00:00",-10.3,0.3]
["1961-11-04","12:00:00",-9.1999999999999993,0]
["1961-11-05","12:00:00",0,0]
["1961-11-06","12:00:00",2.2000000000000002,0]
["1961-11-07","12:00:00",0.6,0]
["1961-11-08","12:00:00",9.1999999999999993,0]
["1961-11-09","12:00:00",8.4,0]
["1961-11-10","12:00:00",3.9,0]
["1961-11-11","12:00:00",0.9,0]
["1961-11-12","12:00:00",-0.9,0]
["1961-11-13","12:00:00",7.8,0]
["1961-11-14","12:00:00",-0.8,2]
["1961-11-15","12:00:00",-4.5,0]
["1961-11-16","12:00:00",-1.4,0]
["1961-11-17","12:00:00",2.5,0]
["1961-11-18","12:00:00",1.7,0]
["1961-11-19","12:00:00",-5,0]
["1961-11-20","12:00:00",-7.2,0]
["1961-11-21","12:00:00",-6.1,0]
["1961-11-22","12:00:00",-4.4000000000000004,0]
["1961-11-23","12:00:00",-6.4,0]
["1961-11-24","12:00:00",-7.3,0]
["1961-11-25","12:00:00",-8.4,0]
["1961-11-26","12:00:00",-9.6999999999999993,0]
["1961-11-27","12:00:00",-2,0]
["1961-11-28","12:00:00",-13.1,0.5]
["1961-11-29","12:00:00",-17.8,0.3]
["1961-11-30","12:00:00",-17.8,0]
["1961-12-01","12:00:00",-18.600000000000001,0]
["1961-12-02","12:00:00",-11.7,0]
["1961-12-03","12:00:00",-7.5,0.3]
["1961-12-04","12:00:00",-2.5,0]
["1961-12-05","12:00:00",-2.8,0]
["1961-12-06","12:00:00",-8.3000000000000007,0]
["1961-12-07","12:00:00",-5.8,0.3]
["1961-12-08","12:00:00",-15,3.3]
["1961-12-09","12:00:00",-23.4,0.5]
["1961-12-10","12:00:00",-25.3,0]
["1961-12-11","12:00:00",-22.5,0]
["1961-12-12","12:00:00",-14.2,0]
["1961-12-13","12:00:00",-7.8,0]
["1961-12-14","12:00:00",-9.6999999999999993,0]
["1961-12-15","12:00:00",-2.8,0]
["1961-12-16","12:00:00",-5.3,0]
["1961-12-17","12:00:00",-17.2,6.6]
["1961-12-18","12:00:00",-26.7,0.3]
["1961-12-19","12:00:00",-26.1,0]
["1961-12-20","12:00:00",-21.7,0]
["1961-12-21","12:00:00",-18.100000000000001,0]
["1961-12-22","12:00:00",-7.8,0]
["1961-12-23","12:00:00",1.4,0]
["1961-12-24","12:00:00",-1.7,1]
["1961-12-25","12:00:00",-9.5,0.3]
["1961-12-26","12:00:00",-14.2,0]
["1961-12-27","12:00:00",-15,0]
["1961-12-28","12:00:00",-4.2,0]
["1961-12-29","12:00:00",2.2000000000000002,0]
["1961-12-30","12:00:00",-1.4,0]
["1961-12-31","12:00:00",0.6,0]
["1962-01-01","12:00:00",6.7,0]
["1962-01-02","12:00:00",6.7,0]
["1962-01-03","12:00:00",4.4000000000000004,0.5]
["1962-01-04","12:00:00",-3.3,1.3]
["1962-01-05","12:00:00",1.7,0]
["1962-01-06","12:00:00",-0.3,0]
["1962-01-07","12:00:00",-10.6,2.8]
["1962-01-08","12:00:00",-22.2,0]
["1962-01-09","12:00:00",-22.8,0]
["1962-01-10","12:00:00",-8.1,0]
["1962-01-11","12:00:00",-4.2,0]
["1962-01-12","12:00:00",-8.6,0]
["1962-01-13","12:00:00",-16.100000000000001,0.8]
["1962-01-14","12:00:00",-20,0.3]
["1962-01-15","12:00:00",-17.8,0]
["1962-01-16","12:00:00",-19.8,0.3]
["1962-01-17","12:00:00",-23.3,0]
["1962-01-18","12:00:00",-20.6,0]
["1962-01-19","12:00:00",-21.2,0]
["1962-01-20","12:00:00",-20.3,0.5]
["1962-01-21","12:00:00",-9.4,0.5]
["1962-01-22","12:00:00",-6.9,0]
["1962-01-23","12:00:00",2.5,0]
["1962-01-24","12:00:00",-0.6,0]
["1962-01-25","12:00:00",-5.3,4.0999999999999996]
["1962-01-26","12:00:00",-21.4,0.8]
["1962-01-27","12:00:00",-8.9,0]
["1962-01-28","12:00:00",5.9,0]
["1962-01-29","12:00:00",5,0]
["1962-01-30","12:00:00",5.9,0]
["1962-01-31","12:00:00",7.3,0]
["1962-02-01","12:00:00",6.4,0]
["1962-02-02","12:00:00",5.6,0]
["1962-02-03","12:00:00",1.4,1]
["1962-02-04","12:00:00",-13.4,0.5]
["1962-02-05","12:00:00",-14.2,0]
["1962-02-06","12:00:00",-8.9,0]
["1962-02-07","12:00:00",-11.7,0]
["1962-02-08","12:00:00",-6.7,0]
["1962-02-09","12:00:00",0,0]
["1962-02-10","12:00:00",-0.6,1.3]
["1962-02-11","12:00:00",-2.5,0]
["1962-02-12","12:00:00",-1.1000000000000001,0]
["1962-02-13","12:00:00",0.8,0]
["1962-02-14","12:00:00",-10.3,3.6]
["1962-02-15","12:00:00",-11.4,1]
["1962-02-16","12:00:00",-8.9,0.5]
["1962-02-17","12:00:00",-10.3,0.5]
["1962-02-18","12:00:00",-10,0]
["1962-02-19","12:00:00",-12.5,0.8]
["1962-02-20","12:00:00",-18.899999999999999,0.5]
["1962-02-21","12:00:00",-6.4,0.3]
["1962-02-22","12:00:00",-7.8,0.5]
["1962-02-23","12:00:00",-19.7,0]
["1962-02-24","12:00:00",-16.7,0.3]
["1962-02-25","12:00:00",-18.899999999999999,0]
["1962-02-26","12:00:00",-21.1,0.3]
["1962-02-27","12:00:00",-26.4,0.3]
["1962-02-28","12:00:00",-25.9,0]
["1962-03-01","12:00:00",-25.3,1.3]
["1962-03-02","12:00:00",-27.3,0.3]
["1962-03-03","12:00:00",-26.2,0]
["1962-03-04","12:00:00",-25.3,0]
["1962-03-05","12:00:00",-18.600000000000001,0]
["1962-03-06","12:00:00",-9.8000000000000007,0]
["1962-03-07","12:00:00",-4.8,0]
["1962-03-08","12:00:00",-1.1000000000000001,2]
["1962-03-09","12:00:00",-12,0.5]
["1962-03-10","12:00:00",-14.5,1]
["1962-03-11","12:00:00",-16.399999999999999,0]
["1962-03-12","12:00:00",-9.6999999999999993,0]
["1962-03-13","12:00:00",-5,0]
["1962-03-14","12:00:00",0.9,0]
["1962-03-15","12:00:00",3.6,0]
["1962-03-16","12:00:00",1.7,0]
["1962-03-17","12:00:00",2.8,0]
["1962-03-18","12:00:00",1.4,0]
["1962-03-19","12:00:00",3.1,0]
["1962-03-20","12:00:00",3.1,0]
["1962-03-21","12:00:00",-4.2,0.5]
["1962-03-22","12:00:00",-5.3,0]
["1962-03-23","12:00:00",-7,4.0999999999999996]
["1962-03-24","12:00:00",1.1000000000000001,0]
["1962-03-25","12:00:00",2.5,0]
["1962-03-26","12:00:00",2.5,0]
["1962-03-27","12:00:00",-2,0.8]
["1962-03-28","12:00:00",-2.2999999999999998,0]
["1962-03-29","12:00:00",1.7,0]
["1962-03-30","12:00:00",3.9,0]
["1962-03-31","12:00:00",2,0]
["1962-04-01","12:00:00",3.9,0]
["1962-04-02","12:00:00",2.8,0]
["1962-04-03","12:00:00",6.7,0]
["1962-04-04","12:00:00",8.6,0]
["1962-04-05","12:00:00",6.1,0]
["1962-04-06","12:00:00",6.4,3.8]
["1962-04-07","12:00:00",0,6.6]
["1962-04-08","12:00:00",-1.1000000000000001,0]
["1962-04-09","12:00:00",0.6,1.5]
["1962-04-10","12:00:00",2,1.3]
["1962-04-11","12:00:00",-0.9,0]
["1962-04-12","12:00:00",5.6,0]
["1962-04-13","12:00:00",11.1,0]
["1962-04-14","12:00:00",10,0]
["1962-04-15","12:00:00",10.3,1.8]
["1962-04-16","12:00:00",6.4,0]
["1962-04-17","12:00:00",8.4,0]
["1962-04-18","12:00:00",12,0]
["1962-04-19","12:00:00",13.9,0]
["1962-04-20","12:00:00",8.9,0]
["1962-04-21","12:00:00",7.8,0]
["1962-04-22","12:00:00",9.5,0]
["1962-04-23","12:00:00",12.8,0]
["1962-04-24","12:00:00",11.1,0]
["1962-04-25","12:00:00",7.2,0]
["1962-04-26","12:00:00",3.6,0]
["1962-04-27","12:00:00",2.8,0]
["1962-04-28","12:00:00",5.6,0]
["1962-04-29","12:00:00",4.5,0]
["1962-04-30","12:00:00",6.1,0]
["1962-05-01","12:00:00",10,0]
["1962-05-02","12:00:00",5.9,0]
["1962-05-03","12:00:00",8.1,0]
["1962-05-04","12:00:00",3.3,0]
["1962-05-05","12:00:00",1.4,0]
["1962-05-06","12:00:00",3.6,3.6]
["1962-05-07","12:00:00",2.8,2]
["1962-05-08","12:00:00",4.5,0]
["1962-05-09","12:00:00",9.1999999999999993,0.8]
["1962-05-10","12:00:00",7.8,0]
["1962-05-11","12:00:00",7.2,0]
["1962-05-12","12:00:00",6.2,1.5]
["1962-05-13","12:00:00",6.2,15]
["1962-05-14","12:00:00",8.1,0.3]
["1962-05-15","12:00:00",7.5,1.8]
["1962-05-16","12:00:00",9.5,0]
["1962-05-17","12:00:00",10,0]
["1962-05-18","12:00:00",10.6,2.5]
["1962-05-19","12:00:00",12.5,2]
["1962-05-20","12:00:00",8.1,19.3]
["1962-05-21","12:00:00",10.3,0]
["1962-05-22","12:00:00",10.8,0]
["1962-05-23","12:00:00",12.8,6.1]
["1962-05-24","12:00:00",11.4,0]
["1962-05-25","12:00:00",10.6,0]
["1962-05-26","12:00:00",12.3,0]
["1962-05-27","12:00:00",12.8,0]
["1962-05-28","12:00:00",11.7,0.3]
["1962-05-29","12:00:00",12.5,1.8]
["1962-05-30","12:00:00",12.3,0]
["1962-05-31","12:00:00",12.5,0]
["1962-06-01","12:00:00",11.7,0]
["1962-06-02","12:00:00",14.8,0]
["1962-06-03","12:00:00",10.3,4.8]
["1962-06-04","12:00:00",8.6999999999999993,0.3]
["1962-06-05","12:00:00",9.6999999999999993,0]
["1962-06-06","12:00:00",9.8000000000000007,0]
["1962-06-07","12:00:00",14.5,0.3]
["1962-06-08","12:00:00",15.6,0]
["1962-06-09","12:00:00",12.5,1.8]
["1962-06-10","12:00:00",12.2,5.3]
["1962-06-11","12:00:00",12.8,2.2999999999999998]
["1962-06-12","12:00:00",12.5,0.3]
["1962-06-13","12:00:00",10.9,0.5]
["1962-06-14","12:00:00",13.1,0.3]
["1962-06-15","12:00:00",15.6,0]
["1962-06-16","12:00:00",17.3,0]
["1962-06-17","12:00:00",16.399999999999999,10.7]
["1962-06-18","12:00:00",15,0.8]
["1962-06-19","12:00:00",16.100000000000001,0]
["1962-06-20","12:00:00",14.2,14]
["1962-06-21","12:00:00",13.3,1]
["1962-06-22","12:00:00",14.2,0]
["1962-06-23","12:00:00",19.8,0]
["1962-06-24","12:00:00",19.399999999999999,0]
["1962-06-25","12:00:00",21.1,0.3]
["1962-06-26","12:00:00",18.3,2.2999999999999998]
["1962-06-27","12:00:00",12.8,0]
["1962-06-28","12:00:00",16.399999999999999,0]
["1962-06-29","12:00:00",17.2,0]
["1962-06-30","12:00:00",19.5,0.5]
["1962-07-01","12:00:00",16.100000000000001,0.3]
["1962-07-02","12:00:00",11.1,8.9]
["1962-07-03","12:00:00",12.5,0]
["1962-07-04","12:00:00",13.4,0]
["1962-07-05","12:00:00",13.9,0]
["1962-07-06","12:00:00",10.9,6.9]
["1962-07-07","12:00:00",15.6,0]
["1962-07-08","12:00:00",15,3.3]
["1962-07-09","12:00:00",15.3,0.3]
["1962-07-10","12:00:00",14.2,4.5999999999999996]
["1962-07-11","12:00:00",16.399999999999999,0]
["1962-07-12","12:00:00",18.600000000000001,0]
["1962-07-13","12:00:00",14.5,2]
["1962-07-14","12:00:00",13.3,0]
["1962-07-15","12:00:00",13.6,0]
["1962-07-16","12:00:00",13.4,0.3]
["1962-07-17","12:00:00",14.7,0]
["1962-07-18","12:00:00",12,0]
["1962-07-19","12:00:00",15,0]
["1962-07-20","12:00:00",18.899999999999999,0]
["1962-07-21","12:00:00",15.3,0]
["1962-07-22","12:00:00",18.399999999999999,0]
["1962-07-23","12:00:00",17.8,0]
["1962-07-24","12:00:00",19.2,0]
["1962-07-25","12:00:00",18.3,0]
["1962-07-26","12:00:00",19.2,0]
["1962-07-27","12:00:00",17,0.3]
["1962-07-28","12:00:00",17.5,6.6]
["1962-07-29","12:00:00",13.4,0]
["1962-07-30","12:00:00",16.399999999999999,0]
["1962-07-31","12:00:00",19.2,0]
["1962-08-01","12:00:00",21.1,0]
["1962-08-02","12:00:00",19.5,0.3]
["1962-08-03","12:00:00",15.6,0.3]
["1962-08-04","12:00:00",19.8,0]
["1962-08-05","12:00:00",12,29]
["1962-08-06","12:00:00",16.399999999999999,0]
["1962-08-07","12:00:00",15.3,0]
["1962-08-08","12:00:00",17,0]
["1962-08-09","12:00:00",16.7,0]
["1962-08-10","12:00:00",17,0]
["1962-08-11","12:00:00",16.399999999999999,0]
["1962-08-12","12:00:00",18.600000000000001,1.8]
["1962-08-13","12:00:00",17.3,0]
["1962-08-14","12:00:00",15.6,0]
["1962-08-15","12:00:00",15.3,0]
["1962-08-16","12:00:00",20.8,0]
["1962-08-17","12:00:00",18.100000000000001,0]
["1962-08-18","12:00:00",15,0.3]
["1962-08-19","12:00:00",17.3,0]
["1962-08-20","12:00:00",19.2,0]
["1962-08-21","12:00:00",15.9,0.5]
["1962-08-22","12:00:00",11.7,0.8]
["1962-08-23","12:00:00",12.8,0]
["1962-08-24","12:00:00",18.600000000000001,0]
["1962-08-25","12:00:00",13.6,0.3]
["1962-08-26","12:00:00",7.8,14.7]
["1962-08-27","12:00:00",10.3,0.8]
["1962-08-28","12:00:00",8.6,1]
["1962-08-29","12:00:00",10,1.8]
["1962-08-30","12:00:00",12,0]
["1962-08-31","12:00:00",14.7,0]
["1962-09-01","12:00:00",14.7,2.8]
["1962-09-02","12:00:00",5.6,1.3]
["1962-09-03","12:00:00",7.5,0]
["1962-09-04","12:00:00",12.8,0]
["1962-09-05","12:00:00",16.399999999999999,0]
["1962-09-06","12:00:00",15.3,7.1]
["1962-09-07","12:00:00",2.2999999999999998,13.7]
["1962-09-08","12:00:00",4.5,0]
["1962-09-09","12:00:00",13.1,0]
["1962-09-10","12:00:00",11.7,0]
["1962-09-11","12:00:00",7,1.5]
["1962-09-12","12:00:00",5.3,0.3]
["1962-09-13","12:00:00",6.4,0]
["1962-09-14","12:00:00",10.6,0]
["1962-09-15","12:00:00",12,0]
["1962-09-16","12:00:00",10,0]
["1962-09-17","12:00:00",13.4,0]
["1962-09-18","12:00:00",11.7,0]
["1962-09-19","12:00:00",12.8,0]
["1962-09-20","12:00:00",15,0]
["1962-09-21","12:00:00",12.8,0]
["1962-09-22","12:00:00",15.3,0]
["1962-09-23","12:00:00",13.9,0.3]
["1962-09-24","12:00:00",12.8,0]
["1962-09-25","12:00:00",14.2,0]
["1962-09-26","12:00:00",16.7,0]
["1962-09-27","12:00:00",17,0]
["1962-09-28","12:00:00",11.4,0]
["1962-09-29","12:00:00",12.2,0]
["1962-09-30","12:00:00",12.8,0]
["1962-10-01","12:00:00",17.2,0]
["1962-10-02","12:00:00",14.8,0]
["1962-10-03","12:00:00",14.5,0]
["1962-10-04","12:00:00",8.1,0]
["1962-10-05","12:00:00",7,0]
["1962-10-06","12:00:00",6.1,0]
["1962-10-07","12:00:00",7.5,0]
["1962-10-08","12:00:00",4.8,0]
["1962-10-09","12:00:00",4.2,0]
["1962-10-10","12:00:00",3.1,0]
["1962-10-11","12:00:00",3.1,1.8]
["1962-10-12","12:00:00",7.3,3.8]
["1962-10-13","12:00:00",8.1,0]
["1962-10-14","12:00:00",0.6,0]
["1962-10-15","12:00:00",3.1,0]
["1962-10-16","12:00:00",6.1,0]
["1962-10-17","12:00:00",9.1999999999999993,0]
["1962-10-18","12:00:00",7.3,0.8]
["1962-10-19","12:00:00",5.6,0]
["1962-10-20","12:00:00",10.3,0.3]
["1962-10-21","12:00:00",3.9,3]
["1962-10-22","12:00:00",1.2,0]
["1962-10-23","12:00:00",3.1,0]
["1962-10-24","12:00:00",4.2,0]
["1962-10-25","12:00:00",10.9,0]
["1962-10-26","12:00:00",13.9,0]
["1962-10-27","12:00:00",10.3,0]
["1962-10-28","12:00:00",12,0]
["1962-10-29","12:00:00",13.4,0]
["1962-10-30","12:00:00",10.3,0]
["1962-10-31","12:00:00",7.2,0]
["1962-11-01","12:00:00",8.1,0]
["1962-11-02","12:00:00",9.5,0]
["1962-11-03","12:00:00",10.9,0]
["1962-11-04","12:00:00",7.3,0]
["1962-11-05","12:00:00",6.7,0]
["1962-11-06","12:00:00",4.2,0]
["1962-11-07","12:00:00",7,0]
["1962-11-08","12:00:00",6.7,0]
["1962-11-09","12:00:00",-0.3,0]
["1962-11-10","12:00:00",3.9,0]
["1962-11-11","12:00:00",1.4,0]
["1962-11-12","12:00:00",3.9,0]
["1962-11-13","12:00:00",1.1000000000000001,0]
["1962-11-14","12:00:00",-6.4,0]
["1962-11-15","12:00:00",-5.6,0]
["1962-11-16","12:00:00",-4.2,0]
["1962-11-17","12:00:00",-5,0]
["1962-11-18","12:00:00",-1.4,0]
["1962-11-19","12:00:00",8.4,0.3]
["1962-11-20","12:00:00",0,1.8]
["1962-11-21","12:00:00",-1.1000000000000001,0]
["1962-11-22","12:00:00",-2,0]
["1962-11-23","12:00:00",-3.6,0]
["1962-11-24","12:00:00",-0.3,0]
["1962-11-25","12:00:00",2.5,0]
["1962-11-26","12:00:00",1.7,0.8]
["1962-11-27","12:00:00",0,0]
["1962-11-28","12:00:00",-3.4,0]
["1962-11-29","12:00:00",-5.9,0]
["1962-11-30","12:00:00",-1.4,1.5]
["1962-12-01","12:00:00",-8.1,0]
["1962-12-02","12:00:00",-6.4,0]
["1962-12-03","12:00:00",-5,0]
["1962-12-04","12:00:00",-3.6,0]
["1962-12-05","12:00:00",1.1000000000000001,0]
["1962-12-06","12:00:00",1.4,0]
["1962-12-07","12:00:00",-4.2,0]
["1962-12-08","12:00:00",-3.4,0]
["1962-12-09","12:00:00",-6.7,0]
["1962-12-10","12:00:00",-10,0]
["1962-12-11","12:00:00",-1.1000000000000001,0.3]
["1962-12-12","12:00:00",5.6,0]
["1962-12-13","12:00:00",5,0]
["1962-12-14","12:00:00",2.2999999999999998,0]
["1962-12-15","12:00:00",9.6999999999999993,0]
["1962-12-16","12:00:00",3.6,0]
["1962-12-17","12:00:00",0,0]
["1962-12-18","12:00:00",-2.8,0]
["1962-12-19","12:00:00",-6.4,0]
["1962-12-20","12:00:00",-1.1000000000000001,0]
["1962-12-21","12:00:00",-1.4,1.3]
["1962-12-22","12:00:00",-16.2,0.8]
["1962-12-23","12:00:00",-15.3,0]
["1962-12-24","12:00:00",-13.6,0]
["1962-12-25","12:00:00",-8.1,0]
["1962-12-26","12:00:00",-2.8,4.3]
["1962-12-27","12:00:00",-6.1,0.3]
["1962-12-28","12:00:00",-17.8,0.8]
["1962-12-29","12:00:00",-18.399999999999999,0]
["1962-12-30","12:00:00",-7.8,0]
["1962-12-31","12:00:00",-7.2,0]
["1963-01-01","12:00:00",1.1000000000000001,0]
["1963-01-02","12:00:00",-1.4,0]
["1963-01-03","12:00:00",-2.5,0]
["1963-01-04","12:00:00",0.9,0]
["1963-01-05","12:00:00",7,0]
["1963-01-06","12:00:00",5.3,0]
["1963-01-07","12:00:00",10,0]
["1963-01-08","12:00:00",0.8,8.1]
["1963-01-09","12:00:00",-17.8,2.2999999999999998]
["1963-01-10","12:00:00",-29.7,0]
["1963-01-11","12:00:00",-22.5,0]
["1963-01-12","12:00:00",-10.3,0]
["1963-01-13","12:00:00",-10,3.3]
["1963-01-14","12:00:00",-15.3,5.3]
["1963-01-15","12:00:00",-12.3,2.2999999999999998]
["1963-01-16","12:00:00",-9.5,0.3]
["1963-01-17","12:00:00",-16.7,1.3]
["1963-01-18","12:00:00",-22.5,0]
["1963-01-19","12:00:00",-5.9,0.8]
["1963-01-20","12:00:00",0.6,0.3]
["1963-01-21","12:00:00",-7.8,0.8]
["1963-01-22","12:00:00",-25,0.3]
["1963-01-23","12:00:00",-23.6,0]
["1963-01-24","12:00:00",-20.3,0.5]
["1963-01-25","12:00:00",-23.1,0]
["1963-01-26","12:00:00",-18.600000000000001,0]
["1963-01-27","12:00:00",-12,0]
["1963-01-28","12:00:00",-19.5,0]
["1963-01-29","12:00:00",-20,0]
["1963-01-30","12:00:00",-11.7,0]
["1963-01-31","12:00:00",-12.3,0]
["1963-02-01","12:00:00",-20.6,1.5]
["1963-02-02","12:00:00",-25,0]
["1963-02-03","12:00:00",-19.2,0]
["1963-02-04","12:00:00",-2,0]
["1963-02-05","12:00:00",6.7,0]
["1963-02-06","12:00:00",5.6,0]
["1963-02-07","12:00:00",4.2,0]
["1963-02-08","12:00:00",2,0]
["1963-02-09","12:00:00",0.3,0]
["1963-02-10","12:00:00",-3.1,0]
["1963-02-11","12:00:00",0,0]
["1963-02-12","12:00:00",-0.6,0]
["1963-02-13","12:00:00",-5,0]
["1963-02-14","12:00:00",-5.8,0]
["1963-02-15","12:00:00",-0.6,0]
["1963-02-16","12:00:00",-0.3,0]
["1963-02-17","12:00:00",-6.4,0]
["1963-02-18","12:00:00",-5.6,0.5]
["1963-02-19","12:00:00",-7.3,2]
["1963-02-20","12:00:00",-13.4,2.5]
["1963-02-21","12:00:00",-3.1,0]
["1963-02-22","12:00:00",3.7,0]
["1963-02-23","12:00:00",2.2000000000000002,0.3]
["1963-02-24","12:00:00",2.5,0]
["1963-02-25","12:00:00",2.5,0]
["1963-02-26","12:00:00",5.3,0.3]
["1963-02-27","12:00:00",1.4,0.8]
["1963-02-28","12:00:00",2.5,0]
["1963-03-01","12:00:00",-1.1000000000000001,2.5]
["1963-03-02","12:00:00",-3.3,0]
["1963-03-03","12:00:00",-2,0]
["1963-03-04","12:00:00",-0.6,0]
["1963-03-05","12:00:00",0.8,0]
["1963-03-06","12:00:00",0.6,0]
["1963-03-07","12:00:00",1.1000000000000001,0]
["1963-03-08","12:00:00",1.1000000000000001,0]
["1963-03-09","12:00:00",2.8,0.5]
["1963-03-10","12:00:00",0,0]
["1963-03-11","12:00:00",-3.6,1.3]
["1963-03-12","12:00:00",-5.6,0.5]
["1963-03-13","12:00:00",-2.2999999999999998,0]
["1963-03-14","12:00:00",-5.3,0.3]
["1963-03-15","12:00:00",-7.5,0.3]
["1963-03-16","12:00:00",-7,0]
["1963-03-17","12:00:00",-0.6,0]
["1963-03-18","12:00:00",1.4,0]
["1963-03-19","12:00:00",0,0]
["1963-03-20","12:00:00",5.3,0]
["1963-03-21","12:00:00",10.6,0]
["1963-03-22","12:00:00",9.5,0]
["1963-03-23","12:00:00",0.3,7.1]
["1963-03-24","12:00:00",-3.6,1]
["1963-03-25","12:00:00",1.7,0]
["1963-03-26","12:00:00",3.9,0]
["1963-03-27","12:00:00",5.9,0]
["1963-03-28","12:00:00",5.9,0]
["1963-03-29","12:00:00",1.7,0]
["1963-03-30","12:00:00",2,0]
["1963-03-31","12:00:00",-7.8,0.8]
["1963-04-01","12:00:00",-4.5,0]
["1963-04-02","12:00:00",-1.7,0]
["1963-04-03","12:00:00",2.8,0]
["1963-04-04","12:00:00",7.8,0]
["1963-04-05","12:00:00",6.4,0]
["1963-04-06","12:00:00",3.6,0.3]
["1963-04-07","12:00:00",-1.7,0]
["1963-04-08","12:00:00",-3.3,1]
["1963-04-09","12:00:00",2.5,0]
["1963-04-10","12:00:00",2.8,0]
["1963-04-11","12:00:00",3.4,0]
["1963-04-12","12:00:00",7,0]
["1963-04-13","12:00:00",9.4,0]
["1963-04-14","12:00:00",11.7,0]
["1963-04-15","12:00:00",7.2,0]
["1963-04-16","12:00:00",1.1000000000000001,8.4]
["1963-04-17","12:00:00",2,0]
["1963-04-18","12:00:00",3.9,0]
["1963-04-19","12:00:00",3.4,0]
["1963-04-20","12:00:00",-2,2.5]
["1963-04-21","12:00:00",-3.6,0.3]
["1963-04-22","12:00:00",1.1000000000000001,0]
["1963-04-23","12:00:00",6.7,0]
["1963-04-24","12:00:00",10,0]
["1963-04-25","12:00:00",8.9,0]
["1963-04-26","12:00:00",8.9,0]
["1963-04-27","12:00:00",10.3,6.6]
["1963-04-28","12:00:00",3.6,0]
["1963-04-29","12:00:00",7.2,0]
["1963-04-30","12:00:00",11.1,0]
["1963-05-01","12:00:00",4.5,2.2999999999999998]
["1963-05-02","12:00:00",4.2,5.6]
["1963-05-03","12:00:00",-2,8.9]
["1963-05-04","12:00:00",0.6,0]
["1963-05-05","12:00:00",8.1,0]
["1963-05-06","12:00:00",11.4,0]
["1963-05-07","12:00:00",6.1,0.3]
["1963-05-08","12:00:00",5.9,0]
["1963-05-09","12:00:00",6.4,0]
["1963-05-10","12:00:00",7.5,0]
["1963-05-11","12:00:00",6.7,0]
["1963-05-12","12:00:00",5.9,0]
["1963-05-13","12:00:00",7,0]
["1963-05-14","12:00:00",10.8,0]
["1963-05-15","12:00:00",12.2,0]
["1963-05-16","12:00:00",8.9,0]
["1963-05-17","12:00:00",9.1999999999999993,0]
["1963-05-18","12:00:00",9.4,0]
["1963-05-19","12:00:00",9.1999999999999993,0]
["1963-05-20","12:00:00",8.6,0]
["1963-05-21","12:00:00",10.9,0]
["1963-05-22","12:00:00",13.1,0]
["1963-05-23","12:00:00",16.2,0]
["1963-05-24","12:00:00",15,0]
["1963-05-25","12:00:00",12,0]
["1963-05-26","12:00:00",8.1,0]
["1963-05-27","12:00:00",12,2.5]
["1963-05-28","12:00:00",12,0]
["1963-05-29","12:00:00",16.100000000000001,0]
["1963-05-30","12:00:00",17,0]
["1963-05-31","12:00:00",10.9,0]
["1963-06-01","12:00:00",13.4,0]
["1963-06-02","12:00:00",13.1,1]
["1963-06-03","12:00:00",13.9,8.1]
["1963-06-04","12:00:00",11.4,0]
["1963-06-05","12:00:00",11.4,0]
["1963-06-06","12:00:00",12.8,0.3]
["1963-06-07","12:00:00",12.3,6.9]
["1963-06-08","12:00:00",12.5,11.2]
["1963-06-09","12:00:00",11.4,21.3]
["1963-06-10","12:00:00",12.5,0.5]
["1963-06-11","12:00:00",15.6,0]
["1963-06-12","12:00:00",15.6,0]
["1963-06-13","12:00:00",16.7,0]
["1963-06-14","12:00:00",16.7,0]
["1963-06-15","12:00:00",17.2,1.5]
["1963-06-16","12:00:00",18.7,0]
["1963-06-17","12:00:00",19.5,0]
["1963-06-18","12:00:00",20.3,0]
["1963-06-19","12:00:00",21.4,0]
["1963-06-20","12:00:00",17,0]
["1963-06-21","12:00:00",11.1,7.4]
["1963-06-22","12:00:00",6.1,42.7]
["1963-06-23","12:00:00",10.9,0]
["1963-06-24","12:00:00",14.2,0]
["1963-06-25","12:00:00",14.5,4.3]
["1963-06-26","12:00:00",13.6,0]
["1963-06-27","12:00:00",11.7,0]
["1963-06-28","12:00:00",14.7,7.6]
["1963-06-29","12:00:00",12.2,31.2]
["1963-06-30","12:00:00",13.3,2.2999999999999998]
["1963-07-01","12:00:00",14.7,0]
["1963-07-02","12:00:00",16.7,0]
["1963-07-03","12:00:00",19.2,0]
["1963-07-04","12:00:00",19.8,0]
["1963-07-05","12:00:00",21.4,0]
["1963-07-06","12:00:00",19.7,0.3]
["1963-07-07","12:00:00",22.5,9.9]
["1963-07-08","12:00:00",19.399999999999999,18.3]
["1963-07-09","12:00:00",17.5,0]
["1963-07-10","12:00:00",11.7,4.0999999999999996]
["1963-07-11","12:00:00",12.8,0.5]
["1963-07-12","12:00:00",15.9,0]
["1963-07-13","12:00:00",18.100000000000001,0]
["1963-07-14","12:00:00",17.5,3]
["1963-07-15","12:00:00",12.2,4.0999999999999996]
["1963-07-16","12:00:00",14.7,3.3]
["1963-07-17","12:00:00",16.399999999999999,0]
["1963-07-18","12:00:00",18.100000000000001,0]
["1963-07-19","12:00:00",20.9,0]
["1963-07-20","12:00:00",20,0]
["1963-07-21","12:00:00",20.9,0]
["1963-07-22","12:00:00",19.2,0]
["1963-07-23","12:00:00",13.9,0]
["1963-07-24","12:00:00",15.3,8.1]
["1963-07-25","12:00:00",12.8,29]
["1963-07-26","12:00:00",16.7,0]
["1963-07-27","12:00:00",17.5,0]
["1963-07-28","12:00:00",13.1,5.6]
["1963-07-29","12:00:00",15,0]
["1963-07-30","12:00:00",14.8,1.3]
["1963-07-31","12:00:00",14.7,3]
["1963-08-01","12:00:00",14.4,6.6]
["1963-08-02","12:00:00",16.100000000000001,0]
["1963-08-03","12:00:00",17.2,0]
["1963-08-04","12:00:00",19.2,0]
["1963-08-05","12:00:00",20,1.5]
["1963-08-06","12:00:00",19.7,0]
["1963-08-07","12:00:00",19.2,3.3]
["1963-08-08","12:00:00",17.5,0]
["1963-08-09","12:00:00",21.4,0]
["1963-08-10","12:00:00",18.399999999999999,0.3]
["1963-08-11","12:00:00",18.100000000000001,0]
["1963-08-12","12:00:00",18.899999999999999,0]
["1963-08-13","12:00:00",21.1,0]
["1963-08-14","12:00:00",22.3,0.5]
["1963-08-15","12:00:00",17.5,0.5]
["1963-08-16","12:00:00",15,0]
["1963-08-17","12:00:00",16.100000000000001,0]
["1963-08-18","12:00:00",17,0]
["1963-08-19","12:00:00",19.2,0]
["1963-08-20","12:00:00",15.6,1.8]
["1963-08-21","12:00:00",16.2,0]
["1963-08-22","12:00:00",13.1,0]
["1963-08-23","12:00:00",14.2,0]
["1963-08-24","12:00:00",12.2,0]
["1963-08-25","12:00:00",12.2,1]
["1963-08-26","12:00:00",13.9,0]
["1963-08-27","12:00:00",13.9,0.5]
["1963-08-28","12:00:00",15.6,0.8]
["1963-08-29","12:00:00",14.5,0]
["1963-08-30","12:00:00",16.2,0]
["1963-08-31","12:00:00",16.2,0]
["1963-09-01","12:00:00",15.6,0]
["1963-09-02","12:00:00",16.100000000000001,0]
["1963-09-03","12:00:00",16.100000000000001,0]
["1963-09-04","12:00:00",17.8,0]
["1963-09-05","12:00:00",18.399999999999999,0]
["1963-09-06","12:00:00",17.2,0]
["1963-09-07","12:00:00",20.8,0]
["1963-09-08","12:00:00",20.6,0]
["1963-09-09","12:00:00",20.3,0]
["1963-09-10","12:00:00",20.3,0]
["1963-09-11","12:00:00",14.8,17.3]
["1963-09-12","12:00:00",17,0]
["1963-09-13","12:00:00",15.9,0]
["1963-09-14","12:00:00",10,18.3]
["1963-09-15","12:00:00",7,5.6]
["1963-09-16","12:00:00",4.7,9.4]
["1963-09-17","12:00:00",7.8,0]
["1963-09-18","12:00:00",10.6,0]
["1963-09-19","12:00:00",12,0]
["1963-09-20","12:00:00",11.7,0]
["1963-09-21","12:00:00",15.3,0]
["1963-09-22","12:00:00",16.100000000000001,0]
["1963-09-23","12:00:00",16.399999999999999,0]
["1963-09-24","12:00:00",11.7,0]
["1963-09-25","12:00:00",18.600000000000001,0]
["1963-09-26","12:00:00",13.4,0]
["1963-09-27","12:00:00",8.6,0]
["1963-09-28","12:00:00",13.1,0]
["1963-09-29","12:00:00",18.100000000000001,0]
["1963-09-30","12:00:00",17,0]
["1963-10-01","12:00:00",15,0]
["1963-10-02","12:00:00",18.600000000000001,0]
["1963-10-03","12:00:00",12,0]
["1963-10-04","12:00:00",6.7,0]
["1963-10-05","12:00:00",6.7,0]
["1963-10-06","12:00:00",8.9,0]
["1963-10-07","12:00:00",9.1999999999999993,0]
["1963-10-08","12:00:00",12.3,0]
["1963-10-09","12:00:00",10,0]
["1963-10-10","12:00:00",11.1,0]
["1963-10-11","12:00:00",15,0]
["1963-10-12","12:00:00",14.5,0]
["1963-10-13","12:00:00",13.6,0]
["1963-10-14","12:00:00",11.7,0]
["1963-10-15","12:00:00",13.3,0]
["1963-10-16","12:00:00",15.3,0]
["1963-10-17","12:00:00",14.4,0]
["1963-10-18","12:00:00",6.7,0]
["1963-10-19","12:00:00",2.2000000000000002,0]
["1963-10-20","12:00:00",7.8,0]
["1963-10-21","12:00:00",9.5,0]
["1963-10-22","12:00:00",10.3,0]
["1963-10-23","12:00:00",7.3,0]
["1963-10-24","12:00:00",5.6,0]
["1963-10-25","12:00:00",3.3,0]
["1963-10-26","12:00:00",5.3,0]
["1963-10-27","12:00:00",3.4,0]
["1963-10-28","12:00:00",5.6,0]
["1963-10-29","12:00:00",2,0]
["1963-10-30","12:00:00",-1.1000000000000001,0]
["1963-10-31","12:00:00",1.4,0]
["1963-11-01","12:00:00",5,0]
["1963-11-02","12:00:00",4.2,0]
["1963-11-03","12:00:00",2.8,0]
["1963-11-04","12:00:00",3.9,0]
["1963-11-05","12:00:00",1.7,0]
["1963-11-06","12:00:00",-4.5,7.4]
["1963-11-07","12:00:00",-5.3,0]
["1963-11-08","12:00:00",-0.9,0]
["1963-11-09","12:00:00",-2.2999999999999998,0]
["1963-11-10","12:00:00",-0.8,0]
["1963-11-11","12:00:00",-2.5,0]
["1963-11-12","12:00:00",-3.1,0]
["1963-11-13","12:00:00",5.3,0]
["1963-11-14","12:00:00",-0.3,0]
["1963-11-15","12:00:00",1.4,0]
["1963-11-16","12:00:00",1.4,0]
["1963-11-17","12:00:00",-6.4,1]
["1963-11-18","12:00:00",-14.2,0]
["1963-11-19","12:00:00",-20,1]
["1963-11-20","12:00:00",-26.1,0]
["1963-11-21","12:00:00",-20.9,0]
["1963-11-22","12:00:00",-20.6,0]
["1963-11-23","12:00:00",-8.4,0]
["1963-11-24","12:00:00",-4.5,0]
["1963-11-25","12:00:00",3.6,0]
["1963-11-26","12:00:00",5.6,1.5]
["1963-11-27","12:00:00",-2.2999999999999998,2.2999999999999998]
["1963-11-28","12:00:00",-3.1,0]
["1963-11-29","12:00:00",-1.4,0]
["1963-11-30","12:00:00",0.6,0]
["1963-12-01","12:00:00",-0.3,0]
["1963-12-02","12:00:00",4.5,0]
["1963-12-03","12:00:00",3.6,0]
["1963-12-04","12:00:00",4.5,0]
["1963-12-05","12:00:00",3.9,0]
["1963-12-06","12:00:00",-8.6999999999999993,11.9]
["1963-12-07","12:00:00",-13.1,0]
["1963-12-08","12:00:00",-15,0]
["1963-12-09","12:00:00",-18.100000000000001,1.3]
["1963-12-10","12:00:00",-15.9,0]
["1963-12-11","12:00:00",-4.5,1]
["1963-12-12","12:00:00",-18.600000000000001,0]
["1963-12-13","12:00:00",-23.9,0]
["1963-12-14","12:00:00",-14.2,0]
["1963-12-15","12:00:00",-18.100000000000001,3.8]
["1963-12-16","12:00:00",-22.5,0]
["1963-12-17","12:00:00",-22,0]
["1963-12-18","12:00:00",-18.399999999999999,0]
["1963-12-19","12:00:00",-19.5,0]
["1963-12-20","12:00:00",-17.8,2.8]
["1963-12-21","12:00:00",-14.5,0.3]
["1963-12-22","12:00:00",-1.1000000000000001,0]
["1963-12-23","12:00:00",4.5,0]
["1963-12-24","12:00:00",1.1000000000000001,0]
["1963-12-25","12:00:00",-0.3,0]
["1963-12-26","12:00:00",-6.1,0]
["1963-12-27","12:00:00",-9.5,0]
["1963-12-28","12:00:00",-5.3,0]
["1963-12-29","12:00:00",-2.5,0]
["1963-12-30","12:00:00",5.3,0]
["1963-12-31","12:00:00",7,0]
["1964-01-01","12:00:00",2.2000000000000002,0]
["1964-01-02","12:00:00",-0.3,0]
["1964-01-03","12:00:00",0,0]
["1964-01-04","12:00:00",-3.3,0]
["1964-01-05","12:00:00",-2,0]
["1964-01-06","12:00:00",-3.3,0]
["1964-01-07","12:00:00",-7.8,0.3]
["1964-01-08","12:00:00",-12.2,0]
["1964-01-09","12:00:00",-7.5,0]
["1964-01-10","12:00:00",-7,0]
["1964-01-11","12:00:00",-12.5,0]
["1964-01-12","12:00:00",-7.8,0]
["1964-01-13","12:00:00",1.7,0]
["1964-01-14","12:00:00",-1.2,0]
["1964-01-15","12:00:00",-2.8,0]
["1964-01-16","12:00:00",0,0]
["1964-01-17","12:00:00",-6.2,0]
["1964-01-18","12:00:00",-7.5,0]
["1964-01-19","12:00:00",-12.2,0]
["1964-01-20","12:00:00",-13.6,0]
["1964-01-21","12:00:00",-21.9,1.3]
["1964-01-22","12:00:00",-26.1,0.3]
["1964-01-23","12:00:00",-17.8,0]
["1964-01-24","12:00:00",-8.4,0]
["1964-01-25","12:00:00",-8.6,0]
["1964-01-26","12:00:00",-8.1,0]
["1964-01-27","12:00:00",-1.4,0]
["1964-01-28","12:00:00",-0.6,0]
["1964-01-29","12:00:00",-0.8,0]
["1964-01-30","12:00:00",2,0]
["1964-01-31","12:00:00",-2.2000000000000002,0]
["1964-02-01","12:00:00",-0.9,0]
["1964-02-02","12:00:00",-0.6,0]
["1964-02-03","12:00:00",9.1999999999999993,0]
["1964-02-04","12:00:00",6.1,0]
["1964-02-05","12:00:00",-2.5,0.8]
["1964-02-06","12:00:00",-1.7,0.5]
["1964-02-07","12:00:00",1.2,0]
["1964-02-08","12:00:00",2,0]
["1964-02-09","12:00:00",0,0]
["1964-02-10","12:00:00",5,0]
["1964-02-11","12:00:00",-3.4,0.5]
["1964-02-12","12:00:00",-3.4,0]
["1964-02-13","12:00:00",-1.1000000000000001,0]
["1964-02-14","12:00:00",-6.1,0]
["1964-02-15","12:00:00",1.7,0]
["1964-02-16","12:00:00",0.3,0]
["1964-02-17","12:00:00",-2.5,0]
["1964-02-18","12:00:00",0.9,0]
["1964-02-19","12:00:00",-1.4,0]
["1964-02-20","12:00:00",1.4,0]
["1964-02-21","12:00:00",3.1,0]
["1964-02-22","12:00:00",0.6,0]
["1964-02-23","12:00:00",5,0]
["1964-02-24","12:00:00",-7.2,0.3]
["1964-02-25","12:00:00",-4.2,0]
["1964-02-26","12:00:00",-2,0]
["1964-02-27","12:00:00",0.9,0]
["1964-02-28","12:00:00",0,0]
["1964-02-29","12:00:00",-2,0]
["1964-03-01","12:00:00",-3.6,0]
["1964-03-02","12:00:00",-7.3,0]
["1964-03-03","12:00:00",-5.6,0]
["1964-03-04","12:00:00",-1.7,0]
["1964-03-05","12:00:00",-6.7,1.3]
["1964-03-06","12:00:00",-11.2,1.8]
["1964-03-07","12:00:00",-15,0]
["1964-03-08","12:00:00",-7.2,0]
["1964-03-09","12:00:00",-2.8,2]
["1964-03-10","12:00:00",-4.7,0]
["1964-03-11","12:00:00",0,0]
["1964-03-12","12:00:00",-2.5,0]
["1964-03-13","12:00:00",-3.3,0]
["1964-03-14","12:00:00",0,0]
["1964-03-15","12:00:00",-1.1000000000000001,0]
["1964-03-16","12:00:00",-1.7,0]
["1964-03-17","12:00:00",4.5,0]
["1964-03-18","12:00:00",-1.7,0.8]
["1964-03-19","12:00:00",-11.2,0]
["1964-03-20","12:00:00",-11.4,1.5]
["1964-03-21","12:00:00",-12.5,0.8]
["1964-03-22","12:00:00",-19.2,0]
["1964-03-23","12:00:00",-24.2,0]
["1964-03-24","12:00:00",-22.8,0]
["1964-03-25","12:00:00",-18.399999999999999,0]
["1964-03-26","12:00:00",-12.3,0.3]
["1964-03-27","12:00:00",-8.4,0]
["1964-03-28","12:00:00",-2.2000000000000002,0]
["1964-03-29","12:00:00",4.4000000000000004,0]
["1964-03-30","12:00:00",7.8,0]
["1964-03-31","12:00:00",9.1999999999999993,0]
["1964-04-01","12:00:00",7.2,0]
["1964-04-02","12:00:00",2.2999999999999998,0]
["1964-04-03","12:00:00",3.9,0]
["1964-04-04","12:00:00",7,0]
["1964-04-05","12:00:00",1.1000000000000001,6.4]
["1964-04-06","12:00:00",-4.7,0]
["1964-04-07","12:00:00",1.4,0]
["1964-04-08","12:00:00",5.6,0]
["1964-04-09","12:00:00",6.1,0]
["1964-04-10","12:00:00",7.5,0]
["1964-04-11","12:00:00",1.4,0.3]
["1964-04-12","12:00:00",2.8,0]
["1964-04-13","12:00:00",5.3,0]
["1964-04-14","12:00:00",6.4,0]
["1964-04-15","12:00:00",0.3,0]
["1964-04-16","12:00:00",-3.9,0.8]
["1964-04-17","12:00:00",-3.1,0]
["1964-04-18","12:00:00",-0.3,0]
["1964-04-19","12:00:00",8.9,0]
["1964-04-20","12:00:00",2.5,2.5]
["1964-04-21","12:00:00",0.6,0]
["1964-04-22","12:00:00",2.2999999999999998,2.8]
["1964-04-23","12:00:00",1.1000000000000001,0]
["1964-04-24","12:00:00",3.9,0]
["1964-04-25","12:00:00",7.8,0]
["1964-04-26","12:00:00",4.2,0.5]
["1964-04-27","12:00:00",3.4,0]
["1964-04-28","12:00:00",6.1,0]
["1964-04-29","12:00:00",10,0]
["1964-04-30","12:00:00",11.7,0]
["1964-05-01","12:00:00",10.6,3.6]
["1964-05-02","12:00:00",7.8,5.3]
["1964-05-03","12:00:00",5.3,5.3]
["1964-05-04","12:00:00",3.6,10.199999999999999]
["1964-05-05","12:00:00",4.2,8.4]
["1964-05-06","12:00:00",5,7.4]
["1964-05-07","12:00:00",7,0.8]
["1964-05-08","12:00:00",11.7,0]
["1964-05-09","12:00:00",11.1,2.2999999999999998]
["1964-05-10","12:00:00",4.2,11.9]
["1964-05-11","12:00:00",7.5,0]
["1964-05-12","12:00:00",13.1,0]
["1964-05-13","12:00:00",9.6999999999999993,0]
["1964-05-14","12:00:00",6.4,0]
["1964-05-15","12:00:00",7.5,0]
["1964-05-16","12:00:00",13.3,0]
["1964-05-17","12:00:00",13.9,0.8]
["1964-05-18","12:00:00",15.3,0]
["1964-05-19","12:00:00",18.3,0]
["1964-05-20","12:00:00",17.2,0]
["1964-05-21","12:00:00",10.8,0]
["1964-05-22","12:00:00",7.3,0]
["1964-05-23","12:00:00",10.6,0]
["1964-05-24","12:00:00",8.9,2.2999999999999998]
["1964-05-25","12:00:00",7.2,4.3]
["1964-05-26","12:00:00",8.9,0]
["1964-05-27","12:00:00",10.8,0]
["1964-05-28","12:00:00",11.7,0]
["1964-05-29","12:00:00",13.1,0]
["1964-05-30","12:00:00",12.2,1.3]
["1964-05-31","12:00:00",12.2,0]
["1964-06-01","12:00:00",11.7,0]
["1964-06-02","12:00:00",14.2,0]
["1964-06-03","12:00:00",18.600000000000001,0]
["1964-06-04","12:00:00",15.9,0]
["1964-06-05","12:00:00",17.2,0]
["1964-06-06","12:00:00",13.4,0]
["1964-06-07","12:00:00",13.3,2.8]
["1964-06-08","12:00:00",13.4,0]
["1964-06-09","12:00:00",13.9,0]
["1964-06-10","12:00:00",13.1,0]
["1964-06-11","12:00:00",14.7,0]
["1964-06-12","12:00:00",12,1.3]
["1964-06-13","12:00:00",13.9,3.8]
["1964-06-14","12:00:00",13.9,5.8]
["1964-06-15","12:00:00",14.2,7.9]
["1964-06-16","12:00:00",12.5,8.1]
["1964-06-17","12:00:00",10.6,9.9]
["1964-06-18","12:00:00",10.6,0]
["1964-06-19","12:00:00",11.7,1.5]
["1964-06-20","12:00:00",11.4,35.1]
["1964-06-21","12:00:00",11.7,25.4]
["1964-06-22","12:00:00",13.1,0]
["1964-06-23","12:00:00",18.7,0]
["1964-06-24","12:00:00",15.6,0]
["1964-06-25","12:00:00",15.6,0]
["1964-06-26","12:00:00",15,0]
["1964-06-27","12:00:00",16.7,0]
["1964-06-28","12:00:00",12.3,0]
["1964-06-29","12:00:00",13.9,0]
["1964-06-30","12:00:00",14.2,0]
["1964-07-01","12:00:00",16.7,0]
["1964-07-02","12:00:00",17.2,0.3]
["1964-07-03","12:00:00",13.9,40.1]
["1964-07-04","12:00:00",16.7,0]
["1964-07-05","12:00:00",17.2,27.9]
["1964-07-06","12:00:00",17.2,0]
["1964-07-07","12:00:00",19.5,0]
["1964-07-08","12:00:00",20.6,0]
["1964-07-09","12:00:00",22.2,0]
["1964-07-10","12:00:00",18.899999999999999,0]
["1964-07-11","12:00:00",21.2,0]
["1964-07-12","12:00:00",23.6,0]
["1964-07-13","12:00:00",18.399999999999999,0.3]
["1964-07-14","12:00:00",20.8,0]
["1964-07-15","12:00:00",18.600000000000001,0]
["1964-07-16","12:00:00",16.399999999999999,0]
["1964-07-17","12:00:00",14.7,0]
["1964-07-18","12:00:00",18.100000000000001,0]
["1964-07-19","12:00:00",15.6,0]
["1964-07-20","12:00:00",17.5,0]
["1964-07-21","12:00:00",20,0]
["1964-07-22","12:00:00",16.100000000000001,0]
["1964-07-23","12:00:00",16.399999999999999,0.3]
["1964-07-24","12:00:00",13.9,0]
["1964-07-25","12:00:00",15.3,0]
["1964-07-26","12:00:00",15,0]
["1964-07-27","12:00:00",13.1,0]
["1964-07-28","12:00:00",15.8,0]
["1964-07-29","12:00:00",16.100000000000001,3.3]
["1964-07-30","12:00:00",18.100000000000001,0]
["1964-07-31","12:00:00",15.6,0]
["1964-08-01","12:00:00",14.2,0]
["1964-08-02","12:00:00",15.9,0]
["1964-08-03","12:00:00",14.2,0]
["1964-08-04","12:00:00",20,0]
["1964-08-05","12:00:00",17,0]
["1964-08-06","12:00:00",15.3,0]
["1964-08-07","12:00:00",19.7,0]
["1964-08-08","12:00:00",19.7,0]
["1964-08-09","12:00:00",16.899999999999999,1.3]
["1964-08-10","12:00:00",14.2,0]
["1964-08-11","12:00:00",16.7,0]
["1964-08-12","12:00:00",19.8,0]
["1964-08-13","12:00:00",15.9,2.8]
["1964-08-14","12:00:00",15,0.3]
["1964-08-15","12:00:00",14.7,0]
["1964-08-16","12:00:00",16.399999999999999,0]
["1964-08-17","12:00:00",19.7,0]
["1964-08-18","12:00:00",20,0]
["1964-08-19","12:00:00",14.5,0]
["1964-08-20","12:00:00",14.2,0]
["1964-08-21","12:00:00",18.100000000000001,0]
["1964-08-22","12:00:00",13.9,0]
["1964-08-23","12:00:00",8.6,1]
["1964-08-24","12:00:00",10.6,0]
["1964-08-25","12:00:00",14.5,0]
["1964-08-26","12:00:00",13.6,2.5]
["1964-08-27","12:00:00",14.5,0]
["1964-08-28","12:00:00",10.6,0]
["1964-08-29","12:00:00",10.6,0]
["1964-08-30","12:00:00",8.3000000000000007,0]
["1964-08-31","12:00:00",8.4,0.3]
["1964-09-01","12:00:00",6.7,5.6]
["1964-09-02","12:00:00",8.9,1.5]
["1964-09-03","12:00:00",11.1,1.5]
["1964-09-04","12:00:00",13.4,0]
["1964-09-05","12:00:00",7.8,0]
["1964-09-06","12:00:00",6.1,0]
["1964-09-07","12:00:00",5.3,1.3]
["1964-09-08","12:00:00",5.8,0.8]
["1964-09-09","12:00:00",3.4,3.6]
["1964-09-10","12:00:00",1.7,0]
["1964-09-11","12:00:00",8.1,0]
["1964-09-12","12:00:00",12,0]
["1964-09-13","12:00:00",12.8,0]
["1964-09-14","12:00:00",10.6,0]
["1964-09-15","12:00:00",12,0]
["1964-09-16","12:00:00",17.2,0]
["1964-09-17","12:00:00",9.5,8.4]
["1964-09-18","12:00:00",8.1,0]
["1964-09-19","12:00:00",9.1999999999999993,0]
["1964-09-20","12:00:00",8.1,5.0999999999999996]
["1964-09-21","12:00:00",8.1,0]
["1964-09-22","12:00:00",8.9,0]
["1964-09-23","12:00:00",8.9,0]
["1964-09-24","12:00:00",8.6,0]
["1964-09-25","12:00:00",3.9,26.4]
["1964-09-26","12:00:00",6.1,0]
["1964-09-27","12:00:00",7,0]
["1964-09-28","12:00:00",4.7,2.2999999999999998]
["1964-09-29","12:00:00",10.6,0.5]
["1964-09-30","12:00:00",9.1999999999999993,0.5]
["1964-10-01","12:00:00",7.3,0]
["1964-10-02","12:00:00",9.1999999999999993,0.8]
["1964-10-03","12:00:00",4.7,0]
["1964-10-04","12:00:00",4.5,0]
["1964-10-05","12:00:00",8.9,0]
["1964-10-06","12:00:00",15,0]
["1964-10-07","12:00:00",12.5,0]
["1964-10-08","12:00:00",11.7,0]
["1964-10-09","12:00:00",12.5,4.3]
["1964-10-10","12:00:00",11.4,2]
["1964-10-11","12:00:00",14.2,0]
["1964-10-12","12:00:00",16.7,0]
["1964-10-13","12:00:00",15.6,0]
["1964-10-14","12:00:00",11.4,0]
["1964-10-15","12:00:00",5,0]
["1964-10-16","12:00:00",3.1,0]
["1964-10-17","12:00:00",0.8,0]
["1964-10-18","12:00:00",4.2,0]
["1964-10-19","12:00:00",14.5,0]
["1964-10-20","12:00:00",17,0]
["1964-10-21","12:00:00",8.9,0]
["1964-10-22","12:00:00",7,0]
["1964-10-23","12:00:00",12.8,0]
["1964-10-24","12:00:00",9.1999999999999993,0]
["1964-10-25","12:00:00",2.5,0]
["1964-10-26","12:00:00",-2.5,10.9]
["1964-10-27","12:00:00",-5.9,0]
["1964-10-28","12:00:00",-3.4,0]
["1964-10-29","12:00:00",5.9,0]
["1964-10-30","12:00:00",7.8,0]
["1964-10-31","12:00:00",5.9,0]
["1964-11-01","12:00:00",10.3,0]
["1964-11-02","12:00:00",2.5,9.6999999999999993]
["1964-11-03","12:00:00",-1.2,0]
["1964-11-04","12:00:00",4.5,0]
["1964-11-05","12:00:00",2.5,0]
["1964-11-06","12:00:00",5.6,0]
["1964-11-07","12:00:00",-1.1000000000000001,0]
["1964-11-08","12:00:00",-0.9,0]
["1964-11-09","12:00:00",-0.9,0]
["1964-11-10","12:00:00",2.8,0]
["1964-11-11","12:00:00",-1.7,0.8]
["1964-11-12","12:00:00",-4.2,1.5]
["1964-11-13","12:00:00",-8.1,0.8]
["1964-11-14","12:00:00",-8.9,0]
["1964-11-15","12:00:00",-2,0]
["1964-11-16","12:00:00",2.2000000000000002,0]
["1964-11-17","12:00:00",-1.1000000000000001,0]
["1964-11-18","12:00:00",-0.8,0]
["1964-11-19","12:00:00",2.2000000000000002,0]
["1964-11-20","12:00:00",-3.9,1.3]
["1964-11-21","12:00:00",3.1,0]
["1964-11-22","12:00:00",1.4,0]
["1964-11-23","12:00:00",-2.8,0]
["1964-11-24","12:00:00",-7.8,0.5]
["1964-11-25","12:00:00",-13.4,0]
["1964-11-26","12:00:00",-15.3,2]
["1964-11-27","12:00:00",-15,1.5]
["1964-11-28","12:00:00",-21.2,0.8]
["1964-11-29","12:00:00",-22.5,2]
["1964-11-30","12:00:00",-18.899999999999999,0]
["1964-12-01","12:00:00",-19.5,0.5]
["1964-12-02","12:00:00",-17.3,1.3]
["1964-12-03","12:00:00",-6.9,0.5]
["1964-12-04","12:00:00",-7.5,0]
["1964-12-05","12:00:00",-6.7,0]
["1964-12-06","12:00:00",0.3,0]
["1964-12-07","12:00:00",3.3,0]
["1964-12-08","12:00:00",1.7,0]
["1964-12-09","12:00:00",-3.9,0]
["1964-12-10","12:00:00",-5.9,0]
["1964-12-11","12:00:00",-10,0]
["1964-12-12","12:00:00",-10.6,0]
["1964-12-13","12:00:00",-13.1,1.5]
["1964-12-14","12:00:00",-22.5,0.5]
["1964-12-15","12:00:00",-30.9,1.5]
["1964-12-16","12:00:00",-28.9,0]
["1964-12-17","12:00:00",-19.5,0]
["1964-12-18","12:00:00",-17,3.3]
["1964-12-19","12:00:00",-23.4,3.6]
["1964-12-20","12:00:00",-28.6,0]
["1964-12-21","12:00:00",-27.8,0.8]
["1964-12-22","12:00:00",-22.5,8.9]
["1964-12-23","12:00:00",-25.8,1.3]
["1964-12-24","12:00:00",-26.1,0]
["1964-12-25","12:00:00",-17.3,0]
["1964-12-26","12:00:00",-23.4,0]
["1964-12-27","12:00:00",-22.8,0]
["1964-12-28","12:00:00",-24.5,0.3]
["1964-12-29","12:00:00",-25.9,0]
["1964-12-30","12:00:00",-28.1,0.3]
["1964-12-31","12:00:00",-20.3,0]
["1965-01-01","12:00:00",-11.4,0]
["1965-01-02","12:00:00",-16.399999999999999,0]
["1965-01-03","12:00:00",-29.7,0]
["1965-01-04","12:00:00",-30.6,0]
["1965-01-05","12:00:00",-31.1,0.3]
["1965-01-06","12:00:00",-30,0.3]
["1965-01-07","12:00:00",-29.2,0]
["1965-01-08","12:00:00",-32.200000000000003,0]
["1965-01-09","12:00:00",-16.7,0]
["1965-01-10","12:00:00",-10,0]
["1965-01-11","12:00:00",-16.7,0]
["1965-01-12","12:00:00",-14.8,0]
["1965-01-13","12:00:00",-1.7,0]
["1965-01-14","12:00:00",5.6,0]
["1965-01-15","12:00:00",7,0]
["1965-01-16","12:00:00",5,0]
["1965-01-17","12:00:00",4.5,0]
["1965-01-18","12:00:00",2.8,0]
["1965-01-19","12:00:00",1.4,0]
["1965-01-20","12:00:00",3.6,0]
["1965-01-21","12:00:00",-5.3,4.8]
["1965-01-22","12:00:00",-9.1999999999999993,3.3]
["1965-01-23","12:00:00",-8.4,0]
["1965-01-24","12:00:00",-13.9,0.8]
["1965-01-25","12:00:00",-16.7,0]
["1965-01-26","12:00:00",-11.7,0]
["1965-01-27","12:00:00",-16.7,0]
["1965-01-28","12:00:00",-9.8000000000000007,0]
["1965-01-29","12:00:00",-8.3000000000000007,1]
["1965-01-30","12:00:00",-9.5,0.3]
["1965-01-31","12:00:00",-15.3,1]
["1965-02-01","12:00:00",-15.6,0]
["1965-02-02","12:00:00",-17.8,0]
["1965-02-03","12:00:00",-19.2,0]
["1965-02-04","12:00:00",-6.4,0]
["1965-02-05","12:00:00",-9.6999999999999993,0.3]
["1965-02-06","12:00:00",-17.5,0.8]
["1965-02-07","12:00:00",-9.1999999999999993,0]
["1965-02-08","12:00:00",-2,0.3]
["1965-02-09","12:00:00",-10.3,0.3]
["1965-02-10","12:00:00",-9.1999999999999993,0]
["1965-02-11","12:00:00",-7,0.3]
["1965-02-12","12:00:00",-4.5,0]
["1965-02-13","12:00:00",0,2]
["1965-02-14","12:00:00",-13.7,0.3]
["1965-02-15","12:00:00",-8.9,0]
["1965-02-16","12:00:00",1.2,0]
["1965-02-17","12:00:00",1.2,0]
["1965-02-18","12:00:00",7,0]
["1965-02-19","12:00:00",0.6,0.5]
["1965-02-20","12:00:00",-15,0.3]
["1965-02-21","12:00:00",-18.100000000000001,3.8]
["1965-02-22","12:00:00",-20.9,1]
["1965-02-23","12:00:00",-11.7,0]
["1965-02-24","12:00:00",-0.6,0]
["1965-02-25","12:00:00",5.3,0]
["1965-02-26","12:00:00",1.7,0]
["1965-02-27","12:00:00",-10.3,5.8]
["1965-02-28","12:00:00",-15,0.5]
["1965-03-01","12:00:00",-9.6999999999999993,0]
["1965-03-02","12:00:00",1.1000000000000001,0]
["1965-03-03","12:00:00",0.6,0]
["1965-03-04","12:00:00",4.2,0]
["1965-03-05","12:00:00",0.8,0]
["1965-03-06","12:00:00",2.2000000000000002,0]
["1965-03-07","12:00:00",2.5,0]
["1965-03-08","12:00:00",1.1000000000000001,0]
["1965-03-09","12:00:00",0,0.8]
["1965-03-10","12:00:00",2.2000000000000002,0.5]
["1965-03-11","12:00:00",2,1.5]
["1965-03-12","12:00:00",-2,0.3]
["1965-03-13","12:00:00",2.5,0]
["1965-03-14","12:00:00",-2.2000000000000002,1.8]
["1965-03-15","12:00:00",-9.1999999999999993,4.8]
["1965-03-16","12:00:00",-18.3,1.3]
["1965-03-17","12:00:00",-18.899999999999999,0]
["1965-03-18","12:00:00",-17,0]
["1965-03-19","12:00:00",-17,0]
["1965-03-20","12:00:00",-14.5,0]
["1965-03-21","12:00:00",-9.1999999999999993,0.3]
["1965-03-22","12:00:00",-16.399999999999999,0.5]
["1965-03-23","12:00:00",-20.6,0]
["1965-03-24","12:00:00",-16.7,0]
["1965-03-25","12:00:00",-17.3,0]
["1965-03-26","12:00:00",-17.2,1.3]
["1965-03-27","12:00:00",-18.899999999999999,1.8]
["1965-03-28","12:00:00",-20.3,1.3]
["1965-03-29","12:00:00",-14.7,0]
["1965-03-30","12:00:00",-7.5,0]
["1965-03-31","12:00:00",-7.3,0]
["1965-04-01","12:00:00",-0.3,0]
["1965-04-02","12:00:00",0,0]
["1965-04-03","12:00:00",1.1000000000000001,0]
["1965-04-04","12:00:00",1.1000000000000001,0]
["1965-04-05","12:00:00",-1.7,0]
["1965-04-06","12:00:00",1.4,0]
["1965-04-07","12:00:00",3.1,0]
["1965-04-08","12:00:00",3.9,0]
["1965-04-09","12:00:00",2.5,1]
["1965-04-10","12:00:00",0.6,5.0999999999999996]
["1965-04-11","12:00:00",4.2,0.5]
["1965-04-12","12:00:00",8.4,0]
["1965-04-13","12:00:00",7,0]
["1965-04-14","12:00:00",0,1]
["1965-04-15","12:00:00",-1.7,3.6]
["1965-04-16","12:00:00",-1.1000000000000001,0]
["1965-04-17","12:00:00",1.4,0.3]
["1965-04-18","12:00:00",0.3,0]
["1965-04-19","12:00:00",4.7,0]
["1965-04-20","12:00:00",-6.1,0.8]
["1965-04-21","12:00:00",1.1000000000000001,0.3]
["1965-04-22","12:00:00",3.4,0]
["1965-04-23","12:00:00",6.1,0]
["1965-04-24","12:00:00",7.2,0]
["1965-04-25","12:00:00",8.9,0]
["1965-04-26","12:00:00",7.2,0]
["1965-04-27","12:00:00",11.1,0]
["1965-04-28","12:00:00",11.4,0]
["1965-04-29","12:00:00",9.1999999999999993,0]
["1965-04-30","12:00:00",9.1999999999999993,0]
["1965-05-01","12:00:00",4.2,1]
["1965-05-02","12:00:00",4.8,0]
["1965-05-03","12:00:00",8.1,0]
["1965-05-04","12:00:00",7,0]
["1965-05-05","12:00:00",3.4,0]
["1965-05-06","12:00:00",5.8,0]
["1965-05-07","12:00:00",5.8,0]
["1965-05-08","12:00:00",8.1,0]
["1965-05-09","12:00:00",10.8,0]
["1965-05-10","12:00:00",10.6,0]
["1965-05-11","12:00:00",10.6,0]
["1965-05-12","12:00:00",13.1,0]
["1965-05-13","12:00:00",8.4,0]
["1965-05-14","12:00:00",8.6999999999999993,1.5]
["1965-05-15","12:00:00",9.6999999999999993,0]
["1965-05-16","12:00:00",9.1999999999999993,0]
["1965-05-17","12:00:00",6.1,0]
["1965-05-18","12:00:00",5,0]
["1965-05-19","12:00:00",7.8,0]
["1965-05-20","12:00:00",4.5,9.1]
["1965-05-21","12:00:00",5.6,0]
["1965-05-22","12:00:00",7.5,0]
["1965-05-23","12:00:00",7.5,7.4]
["1965-05-24","12:00:00",6.1,5.3]
["1965-05-25","12:00:00",8.9,2.2999999999999998]
["1965-05-26","12:00:00",10.6,0]
["1965-05-27","12:00:00",15,0]
["1965-05-28","12:00:00",14.8,0]
["1965-05-29","12:00:00",15.8,0]
["1965-05-30","12:00:00",10.3,10.199999999999999]
["1965-05-31","12:00:00",8.1,7.4]
["1965-06-01","12:00:00",12,0]
["1965-06-02","12:00:00",15.3,0]
["1965-06-03","12:00:00",10.3,1]
["1965-06-04","12:00:00",11.4,0]
["1965-06-05","12:00:00",14.2,0]
["1965-06-06","12:00:00",10.3,0]
["1965-06-07","12:00:00",7.5,0]
["1965-06-08","12:00:00",13.9,0]
["1965-06-09","12:00:00",18.100000000000001,0]
["1965-06-10","12:00:00",19.5,0]
["1965-06-11","12:00:00",20.6,0]
["1965-06-12","12:00:00",13.9,21.1]
["1965-06-13","12:00:00",11.2,0.3]
["1965-06-14","12:00:00",11.7,2.2999999999999998]
["1965-06-15","12:00:00",10,21.8]
["1965-06-16","12:00:00",11.7,3.6]
["1965-06-17","12:00:00",11.4,23.6]
["1965-06-18","12:00:00",15,2.2999999999999998]
["1965-06-19","12:00:00",9.1999999999999993,18.8]
["1965-06-20","12:00:00",12.2,0]
["1965-06-21","12:00:00",9.1999999999999993,2.5]
["1965-06-22","12:00:00",9.5,0]
["1965-06-23","12:00:00",16.100000000000001,0]
["1965-06-24","12:00:00",15.9,0]
["1965-06-25","12:00:00",13.6,30.5]
["1965-06-26","12:00:00",11.1,10.4]
["1965-06-27","12:00:00",10.8,11.2]
["1965-06-28","12:00:00",9.5,17]
["1965-06-29","12:00:00",10.3,3.6]
["1965-06-30","12:00:00",10.3,0]
["1965-07-01","12:00:00",15.8,0]
["1965-07-02","12:00:00",18.399999999999999,0]
["1965-07-03","12:00:00",19.8,0.3]
["1965-07-04","12:00:00",17.5,0]
["1965-07-05","12:00:00",19.5,0]
["1965-07-06","12:00:00",19.2,6.9]
["1965-07-07","12:00:00",18.3,7.1]
["1965-07-08","12:00:00",16.100000000000001,8.4]
["1965-07-09","12:00:00",14.7,6.6]
["1965-07-10","12:00:00",13.9,17.8]
["1965-07-11","12:00:00",12.2,5.3]
["1965-07-12","12:00:00",13.4,2.2999999999999998]
["1965-07-13","12:00:00",14.2,1.5]
["1965-07-14","12:00:00",18.100000000000001,0]
["1965-07-15","12:00:00",18.600000000000001,0]
["1965-07-16","12:00:00",17.5,0]
["1965-07-17","12:00:00",18.899999999999999,0]
["1965-07-18","12:00:00",16.100000000000001,0]
["1965-07-19","12:00:00",14.5,0]
["1965-07-20","12:00:00",16.100000000000001,0]
["1965-07-21","12:00:00",14.5,40.6]
["1965-07-22","12:00:00",13.6,2.5]
["1965-07-23","12:00:00",16.100000000000001,0]
["1965-07-24","12:00:00",15.3,0]
["1965-07-25","12:00:00",18.100000000000001,0]
["1965-07-26","12:00:00",20,0]
["1965-07-27","12:00:00",20.9,0]
["1965-07-28","12:00:00",20,5.6]
["1965-07-29","12:00:00",16.399999999999999,12.7]
["1965-07-30","12:00:00",17.5,0]
["1965-07-31","12:00:00",19.5,0]
["1965-08-01","12:00:00",20.3,0]
["1965-08-02","12:00:00",22,0]
["1965-08-03","12:00:00",20.8,1]
["1965-08-04","12:00:00",16.7,50.8]
["1965-08-05","12:00:00",16.100000000000001,3.3]
["1965-08-06","12:00:00",16.2,0.5]
["1965-08-07","12:00:00",17.8,0]
["1965-08-08","12:00:00",19.7,0]
["1965-08-09","12:00:00",20,0]
["1965-08-10","12:00:00",19.8,0]
["1965-08-11","12:00:00",21.1,0]
["1965-08-12","12:00:00",21.4,0]
["1965-08-13","12:00:00",16.2,0]
["1965-08-14","12:00:00",14.2,0]
["1965-08-15","12:00:00",16.7,0]
["1965-08-16","12:00:00",13.6,2.2999999999999998]
["1965-08-17","12:00:00",17,0]
["1965-08-18","12:00:00",18.600000000000001,0.5]
["1965-08-19","12:00:00",17.8,0]
["1965-08-20","12:00:00",16.7,0]
["1965-08-21","12:00:00",16.7,0]
["1965-08-22","12:00:00",18.100000000000001,0]
["1965-08-23","12:00:00",15.6,0]
["1965-08-24","12:00:00",16.399999999999999,0.5]
["1965-08-25","12:00:00",16.399999999999999,0.8]
["1965-08-26","12:00:00",13.9,3.3]
["1965-08-27","12:00:00",16.100000000000001,0]
["1965-08-28","12:00:00",7.3,3]
["1965-08-29","12:00:00",8.4,2.2999999999999998]
["1965-08-30","12:00:00",9.8000000000000007,1.5]
["1965-08-31","12:00:00",13.7,0]
["1965-09-01","12:00:00",10.9,2.2999999999999998]
["1965-09-02","12:00:00",9.5,7.4]
["1965-09-03","12:00:00",5.3,21.3]
["1965-09-04","12:00:00",6.4,0]
["1965-09-05","12:00:00",4.8,0]
["1965-09-06","12:00:00",6.7,0]
["1965-09-07","12:00:00",11.1,0]
["1965-09-08","12:00:00",11.1,1.5]
["1965-09-09","12:00:00",4.5,1]
["1965-09-10","12:00:00",6.4,2.2999999999999998]
["1965-09-11","12:00:00",3.1,9.1]
["1965-09-12","12:00:00",4.8,0]
["1965-09-13","12:00:00",6.2,0]
["1965-09-14","12:00:00",1.9,6.1]
["1965-09-15","12:00:00",-2,2.8]
["1965-09-16","12:00:00",-0.8,0]
["1965-09-17","12:00:00",2.2999999999999998,0]
["1965-09-18","12:00:00",4.4000000000000004,7.9]
["1965-09-19","12:00:00",6.4,4.8]
["1965-09-20","12:00:00",7.5,0.3]
["1965-09-21","12:00:00",7.5,0.5]
["1965-09-22","12:00:00",2,0.3]
["1965-09-23","12:00:00",9.5,0]
["1965-09-24","12:00:00",12.5,0]
["1965-09-25","12:00:00",-0.9,9.6999999999999993]
["1965-09-26","12:00:00",-4.7,4.3]
["1965-09-27","12:00:00",-3.4,0]
["1965-09-28","12:00:00",3.4,0]
["1965-09-29","12:00:00",8.1,0]
["1965-09-30","12:00:00",9.1999999999999993,0]
["1965-10-01","12:00:00",10.8,0]
["1965-10-02","12:00:00",5.6,0]
["1965-10-03","12:00:00",10.9,0]
["1965-10-04","12:00:00",12,0]
["1965-10-05","12:00:00",11.7,0]
["1965-10-06","12:00:00",8.3000000000000007,4.5999999999999996]
["1965-10-07","12:00:00",9.1999999999999993,0]
["1965-10-08","12:00:00",12.5,0]
["1965-10-09","12:00:00",4.2,4.3]
["1965-10-10","12:00:00",2.8,0]
["1965-10-11","12:00:00",6.7,0]
["1965-10-12","12:00:00",12.3,0]
["1965-10-13","12:00:00",7.5,0]
["1965-10-14","12:00:00",10.6,0]
["1965-10-15","12:00:00",7.5,0]
["1965-10-16","12:00:00",3.4,0]
["1965-10-17","12:00:00",5.3,0]
["1965-10-18","12:00:00",5.6,0]
["1965-10-19","12:00:00",2.2999999999999998,0]
["1965-10-20","12:00:00",7.5,0]
["1965-10-21","12:00:00",14.5,0]
["1965-10-22","12:00:00",12.5,0]
["1965-10-23","12:00:00",13.1,0]
["1965-10-24","12:00:00",10.3,0]
["1965-10-25","12:00:00",9.1999999999999993,0]
["1965-10-26","12:00:00",8.9,0]
["1965-10-27","12:00:00",9.5,0]
["1965-10-28","12:00:00",10.9,0]
["1965-10-29","12:00:00",5.3,0]
["1965-10-30","12:00:00",6.1,2.5]
["1965-10-31","12:00:00",4.5,0]
["1965-11-01","12:00:00",9.8000000000000007,0]
["1965-11-02","12:00:00",4.7,0]
["1965-11-03","12:00:00",-2,0]
["1965-11-04","12:00:00",5.3,0]
["1965-11-05","12:00:00",3.4,0]
["1965-11-06","12:00:00",-3.9,0]
["1965-11-07","12:00:00",-4.8,0]
["1965-11-08","12:00:00",-3.4,0]
["1965-11-09","12:00:00",-2.8,12.7]
["1965-11-10","12:00:00",-3.9,3.6]
["1965-11-11","12:00:00",-11.4,1.3]
["1965-11-12","12:00:00",-9.5,0]
["1965-11-13","12:00:00",-10.6,0]
["1965-11-14","12:00:00",-8.3000000000000007,6.9]
["1965-11-15","12:00:00",-9.1999999999999993,1.8]
["1965-11-16","12:00:00",-8.9,0]
["1965-11-17","12:00:00",-7.3,0]
["1965-11-18","12:00:00",-12.3,0.5]
["1965-11-19","12:00:00",-4.8,0]
["1965-11-20","12:00:00",0.3,0]
["1965-11-21","12:00:00",-4.8,0]
["1965-11-22","12:00:00",-11.1,0]
["1965-11-23","12:00:00",-10.6,1]
["1965-11-24","12:00:00",-17.5,1.8]
["1965-11-25","12:00:00",-20,1.5]
["1965-11-26","12:00:00",-23.4,0]
["1965-11-27","12:00:00",-12,0]
["1965-11-28","12:00:00",0.6,0]
["1965-11-29","12:00:00",3.6,0]
["1965-11-30","12:00:00",2.2000000000000002,0]
["1965-12-01","12:00:00",-1.1000000000000001,0]
["1965-12-02","12:00:00",-0.3,0]
["1965-12-03","12:00:00",2.8,0]
["1965-12-04","12:00:00",1.1000000000000001,0]
["1965-12-05","12:00:00",-2.2000000000000002,0]
["1965-12-06","12:00:00",-0.3,0]
["1965-12-07","12:00:00",-0.9,0]
["1965-12-08","12:00:00",-5,0]
["1965-12-09","12:00:00",-6.4,0]
["1965-12-10","12:00:00",-5.3,0]
["1965-12-11","12:00:00",-5.3,0]
["1965-12-12","12:00:00",-7,0.5]
["1965-12-13","12:00:00",-10.3,0.8]
["1965-12-14","12:00:00",-12,0]
["1965-12-15","12:00:00",-8.6,0]
["1965-12-16","12:00:00",-8.9,0]
["1965-12-17","12:00:00",-7.8,0]
["1965-12-18","12:00:00",-1.7,0]
["1965-12-19","12:00:00",3.6,0]
["1965-12-20","12:00:00",2.8,0]
["1965-12-21","12:00:00",-6.4,0]
["1965-12-22","12:00:00",-8.4,0]
["1965-12-23","12:00:00",-10,0]
["1965-12-24","12:00:00",-13.9,0.5]
["1965-12-25","12:00:00",-24.5,0]
["1965-12-26","12:00:00",-27.8,0]
["1965-12-27","12:00:00",-26.7,1.3]
["1965-12-28","12:00:00",-27,0.3]
["1965-12-29","12:00:00",-25.3,4.3]
["1965-12-30","12:00:00",-28.3,0]
["1965-12-31","12:00:00",-28.1,0]
["1966-01-01","12:00:00",-26.4,0]
["1966-01-02","12:00:00",-27.8,0.3]
["1966-01-03","12:00:00",-30.6,0.5]
["1966-01-04","12:00:00",-33.4,1]
["1966-01-05","12:00:00",-31.7,0.3]
["1966-01-06","12:00:00",-26.4,0]
["1966-01-07","12:00:00",-15,0]
["1966-01-08","12:00:00",-15.6,0.8]
["1966-01-09","12:00:00",-16.7,0]
["1966-01-10","12:00:00",-12.2,0]
["1966-01-11","12:00:00",-4.2,0]
["1966-01-12","12:00:00",-10.8,0]
["1966-01-13","12:00:00",-5,0]
["1966-01-14","12:00:00",-1.4,0.3]
["1966-01-15","12:00:00",-8.9,0]
["1966-01-16","12:00:00",-3.9,0]
["1966-01-17","12:00:00",-1.4,0]
["1966-01-18","12:00:00",-9.8000000000000007,2.2999999999999998]
["1966-01-19","12:00:00",-26.1,0.5]
["1966-01-20","12:00:00",-24.5,0]
["1966-01-21","12:00:00",-20.6,0.3]
["1966-01-22","12:00:00",-25,0.5]
["1966-01-23","12:00:00",-25,3]
["1966-01-24","12:00:00",-24.8,0]
["1966-01-25","12:00:00",-13.9,0.3]
["1966-01-26","12:00:00",-25.3,0]
["1966-01-27","12:00:00",-27.5,0.3]
["1966-01-28","12:00:00",-26.1,0]
["1966-01-29","12:00:00",-12,0]
["1966-01-30","12:00:00",-11.4,0]
["1966-01-31","12:00:00",-12.8,0]
["1966-02-01","12:00:00",-5.6,0]
["1966-02-02","12:00:00",-13.1,0.8]
["1966-02-03","12:00:00",-10,0]
["1966-02-04","12:00:00",0,0]
["1966-02-05","12:00:00",2.8,0]
["1966-02-06","12:00:00",-2.5,0]
["1966-02-07","12:00:00",-4.5,0]
["1966-02-08","12:00:00",-9.6999999999999993,0]
["1966-02-09","12:00:00",-9.5,0]
["1966-02-10","12:00:00",-6.4,0]
["1966-02-11","12:00:00",-1.4,0.5]
["1966-02-12","12:00:00",-8.6,0]
["1966-02-13","12:00:00",-8.1,1.5]
["1966-02-14","12:00:00",-15.3,0.3]
["1966-02-15","12:00:00",-12.5,0]
["1966-02-16","12:00:00",-7,0]
["1966-02-17","12:00:00",-18.100000000000001,1.8]
["1966-02-18","12:00:00",-22.5,0]
["1966-02-19","12:00:00",-20.6,0]
["1966-02-20","12:00:00",-13.1,0]
["1966-02-21","12:00:00",-3.9,0]
["1966-02-22","12:00:00",-2.8,0]
["1966-02-23","12:00:00",1.1000000000000001,0]
["1966-02-24","12:00:00",2,0]
["1966-02-25","12:00:00",-3.4,0]
["1966-02-26","12:00:00",0.6,0]
["1966-02-27","12:00:00",-2.2000000000000002,0.5]
["1966-02-28","12:00:00",-7,0]
["1966-03-01","12:00:00",-10.9,0.8]
["1966-03-02","12:00:00",-15.3,2.2999999999999998]
["1966-03-03","12:00:00",-14.7,0]
["1966-03-04","12:00:00",-12.8,0]
["1966-03-05","12:00:00",-9.8000000000000007,0]
["1966-03-06","12:00:00",-7.5,0]
["1966-03-07","12:00:00",-3.9,0]
["1966-03-08","12:00:00",-2.2000000000000002,0]
["1966-03-09","12:00:00",4.2,0]
["1966-03-10","12:00:00",2.2000000000000002,0]
["1966-03-11","12:00:00",-1.7,0]
["1966-03-12","12:00:00",-2,0]
["1966-03-13","12:00:00",5.9,0]
["1966-03-14","12:00:00",4.5,0]
["1966-03-15","12:00:00",5.3,0]
["1966-03-16","12:00:00",2.2000000000000002,0]
["1966-03-17","12:00:00",-1.4,0]
["1966-03-18","12:00:00",1.1000000000000001,0]
["1966-03-19","12:00:00",3.9,0]
["1966-03-20","12:00:00",-1.4,0.3]
["1966-03-21","12:00:00",-6.1,0.5]
["1966-03-22","12:00:00",-6.7,0]
["1966-03-23","12:00:00",-2.2000000000000002,0]
["1966-03-24","12:00:00",1.4,0]
["1966-03-25","12:00:00",1.9,0]
["1966-03-26","12:00:00",6.4,0]
["1966-03-27","12:00:00",8.1,0]
["1966-03-28","12:00:00",7.2,0]
["1966-03-29","12:00:00",11.7,0]
["1966-03-30","12:00:00",9.6999999999999993,1]
["1966-03-31","12:00:00",5.6,0]
["1966-04-01","12:00:00",7.8,0]
["1966-04-02","12:00:00",2.8,0]
["1966-04-03","12:00:00",3.1,0]
["1966-04-04","12:00:00",2.8,0]
["1966-04-05","12:00:00",8.1,0]
["1966-04-06","12:00:00",3.9,0]
["1966-04-07","12:00:00",0,0]
["1966-04-08","12:00:00",4.2,0]
["1966-04-09","12:00:00",5.6,0]
["1966-04-10","12:00:00",-2.5,0]
["1966-04-11","12:00:00",0.3,0]
["1966-04-12","12:00:00",3.1,0.8]
["1966-04-13","12:00:00",-1.7,0]
["1966-04-14","12:00:00",7,0]
["1966-04-15","12:00:00",4.2,1.3]
["1966-04-16","12:00:00",-1.1000000000000001,0]
["1966-04-17","12:00:00",-4.8,0]
["1966-04-18","12:00:00",-6.4,2]
["1966-04-19","12:00:00",-5,0.3]
["1966-04-20","12:00:00",0.3,3]
["1966-04-21","12:00:00",3.9,0.5]
["1966-04-22","12:00:00",7.8,0]
["1966-04-23","12:00:00",7.2,0.3]
["1966-04-24","12:00:00",4.2,0]
["1966-04-25","12:00:00",2.2000000000000002,17.5]
["1966-04-26","12:00:00",-2.8,15.5]
["1966-04-27","12:00:00",-9.8000000000000007,1.5]
["1966-04-28","12:00:00",-10.3,0]
["1966-04-29","12:00:00",-11.1,0]
["1966-04-30","12:00:00",-0.8,0]
["1966-05-01","12:00:00",2.2000000000000002,0]
["1966-05-02","12:00:00",4.5,0]
["1966-05-03","12:00:00",12,0]
["1966-05-04","12:00:00",10.9,0]
["1966-05-05","12:00:00",12.5,0]
["1966-05-06","12:00:00",14.5,0]
["1966-05-07","12:00:00",11.4,6.1]
["1966-05-08","12:00:00",9.6999999999999993,0]
["1966-05-09","12:00:00",13.6,0]
["1966-05-10","12:00:00",8.6,21.3]
["1966-05-11","12:00:00",4.7,0]
["1966-05-12","12:00:00",4.7,0]
["1966-05-13","12:00:00",4.5,1.5]
["1966-05-14","12:00:00",5.6,0]
["1966-05-15","12:00:00",8.4,0]
["1966-05-16","12:00:00",7,2.5]
["1966-05-17","12:00:00",7,0.3]
["1966-05-18","12:00:00",8.6999999999999993,0]
["1966-05-19","12:00:00",12.2,0]
["1966-05-20","12:00:00",14.8,0]
["1966-05-21","12:00:00",12,0.3]
["1966-05-22","12:00:00",6.7,0]
["1966-05-23","12:00:00",9.5,0]
["1966-05-24","12:00:00",11.7,0]
["1966-05-25","12:00:00",15,0]
["1966-05-26","12:00:00",17.8,0]
["1966-05-27","12:00:00",15.6,0]
["1966-05-28","12:00:00",13.4,4.3]
["1966-05-29","12:00:00",16.7,0]
["1966-05-30","12:00:00",10.3,20.3]
["1966-05-31","12:00:00",9.6999999999999993,1.8]
["1966-06-01","12:00:00",6.2,24.1]
["1966-06-02","12:00:00",9.1999999999999993,0]
["1966-06-03","12:00:00",10,5.8]
["1966-06-04","12:00:00",7.8,13.7]
["1966-06-05","12:00:00",7.5,2.8]
["1966-06-06","12:00:00",9.1999999999999993,0]
["1966-06-07","12:00:00",10.8,0.8]
["1966-06-08","12:00:00",12.8,0]
["1966-06-09","12:00:00",10.8,4.8]
["1966-06-10","12:00:00",11.4,14.2]
["1966-06-11","12:00:00",9.6999999999999993,4.8]
["1966-06-12","12:00:00",12.5,0]
["1966-06-13","12:00:00",11.1,0]
["1966-06-14","12:00:00",10.9,2]
["1966-06-15","12:00:00",12.5,0.3]
["1966-06-16","12:00:00",13.3,0]
["1966-06-17","12:00:00",17,0]
["1966-06-18","12:00:00",14.5,0]
["1966-06-19","12:00:00",15.6,0]
["1966-06-20","12:00:00",12,0.3]
["1966-06-21","12:00:00",11.7,0]
["1966-06-22","12:00:00",14.8,0]
["1966-06-23","12:00:00",10.9,0]
["1966-06-24","12:00:00",8.9,5.6]
["1966-06-25","12:00:00",12.5,0]
["1966-06-26","12:00:00",14.8,0]
["1966-06-27","12:00:00",14.5,0]
["1966-06-28","12:00:00",16.7,0]
["1966-06-29","12:00:00",13.6,0]
["1966-06-30","12:00:00",12.8,0]
["1966-07-01","12:00:00",13.1,6.1]
["1966-07-02","12:00:00",10.8,54.9]
["1966-07-03","12:00:00",14.2,15.2]
["1966-07-04","12:00:00",15,0.3]
["1966-07-05","12:00:00",14.2,0]
["1966-07-06","12:00:00",17,0]
["1966-07-07","12:00:00",20.6,0]
["1966-07-08","12:00:00",18.899999999999999,0]
["1966-07-09","12:00:00",18.100000000000001,0]
["1966-07-10","12:00:00",17.5,3.6]
["1966-07-11","12:00:00",13.4,1.5]
["1966-07-12","12:00:00",13.9,2.8]
["1966-07-13","12:00:00",15.6,0]
["1966-07-14","12:00:00",17.2,0]
["1966-07-15","12:00:00",19.5,0]
["1966-07-16","12:00:00",18.399999999999999,0.5]
["1966-07-17","12:00:00",17.2,0]
["1966-07-18","12:00:00",15.8,0]
["1966-07-19","12:00:00",18.100000000000001,0]
["1966-07-20","12:00:00",15.3,0]
["1966-07-21","12:00:00",11.4,0]
["1966-07-22","12:00:00",13.6,10.7]
["1966-07-23","12:00:00",13.9,0.5]
["1966-07-24","12:00:00",12.5,0.3]
["1966-07-25","12:00:00",10.6,17]
["1966-07-26","12:00:00",12.5,0]
["1966-07-27","12:00:00",15.6,0]
["1966-07-28","12:00:00",18.100000000000001,0]
["1966-07-29","12:00:00",17.8,0]
["1966-07-30","12:00:00",17.3,0]
["1966-07-31","12:00:00",17.5,0]
["1966-08-01","12:00:00",19.2,0]
["1966-08-02","12:00:00",19.2,0]
["1966-08-03","12:00:00",15.9,9.4]
["1966-08-04","12:00:00",16.2,7.6]
["1966-08-05","12:00:00",13.9,2]
["1966-08-06","12:00:00",13.4,0]
["1966-08-07","12:00:00",11.4,0]
["1966-08-08","12:00:00",14.7,0]
["1966-08-09","12:00:00",15,0]
["1966-08-10","12:00:00",15.6,0.5]
["1966-08-11","12:00:00",9.1999999999999993,1.5]
["1966-08-12","12:00:00",10.9,0]
["1966-08-13","12:00:00",14.5,0]
["1966-08-14","12:00:00",13.9,0]
["1966-08-15","12:00:00",16.100000000000001,0]
["1966-08-16","12:00:00",12.2,1.3]
["1966-08-17","12:00:00",10.6,0]
["1966-08-18","12:00:00",9.5,0.5]
["1966-08-19","12:00:00",10.6,0]
["1966-08-20","12:00:00",10.3,0]
["1966-08-21","12:00:00",11.4,0]
["1966-08-22","12:00:00",11.2,0]
["1966-08-23","12:00:00",15,0]
["1966-08-24","12:00:00",18.3,0]
["1966-08-25","12:00:00",20.6,0]
["1966-08-26","12:00:00",20.3,0]
["1966-08-27","12:00:00",13.1,1.3]
["1966-08-28","12:00:00",12.8,0]
["1966-08-29","12:00:00",8.6,1]
["1966-08-30","12:00:00",11.7,5.3]
["1966-08-31","12:00:00",13.9,0]
["1966-09-01","12:00:00",14.2,0]
["1966-09-02","12:00:00",11.1,0]
["1966-09-03","12:00:00",12.5,0]
["1966-09-04","12:00:00",16.7,0]
["1966-09-05","12:00:00",17.5,0]
["1966-09-06","12:00:00",17,0]
["1966-09-07","12:00:00",12,0]
["1966-09-08","12:00:00",13.1,0]
["1966-09-09","12:00:00",14.5,0]
["1966-09-10","12:00:00",17.3,0]
["1966-09-11","12:00:00",13.4,0]
["1966-09-12","12:00:00",12.2,0]
["1966-09-13","12:00:00",11.7,0]
["1966-09-14","12:00:00",11.7,0]
["1966-09-15","12:00:00",12.2,0]
["1966-09-16","12:00:00",12.3,0]
["1966-09-17","12:00:00",14.7,0]
["1966-09-18","12:00:00",17.5,0]
["1966-09-19","12:00:00",14.7,0]
["1966-09-20","12:00:00",15,0]
["1966-09-21","12:00:00",16.2,0]
["1966-09-22","12:00:00",16.399999999999999,0]
["1966-09-23","12:00:00",10.8,0]
["1966-09-24","12:00:00",7.8,0.5]
["1966-09-25","12:00:00",4.7,0]
["1966-09-26","12:00:00",11.7,0]
["1966-09-27","12:00:00",12.8,0]
["1966-09-28","12:00:00",11.1,3.3]
["1966-09-29","12:00:00",7.3,0.8]
["1966-09-30","12:00:00",7.8,0]
["1966-10-01","12:00:00",8.4,4.5999999999999996]
["1966-10-02","12:00:00",3.6,0.3]
["1966-10-03","12:00:00",5.6,0]
["1966-10-04","12:00:00",12.2,0]
["1966-10-05","12:00:00",17,0]
["1966-10-06","12:00:00",16.100000000000001,0]
["1966-10-07","12:00:00",12.5,0]
["1966-10-08","12:00:00",7,2]
["1966-10-09","12:00:00",7.5,0]
["1966-10-10","12:00:00",7,0]
["1966-10-11","12:00:00",5.3,0.3]
["1966-10-12","12:00:00",-0.6,5.8]
["1966-10-13","12:00:00",-1.7,0.8]
["1966-10-14","12:00:00",0.3,0]
["1966-10-15","12:00:00",2.5,0]
["1966-10-16","12:00:00",3.9,0]
["1966-10-17","12:00:00",3.6,0]
["1966-10-18","12:00:00",2.8,0]
["1966-10-19","12:00:00",5.8,0]
["1966-10-20","12:00:00",3.1,0]
["1966-10-21","12:00:00",-0.3,0]
["1966-10-22","12:00:00",-2.2000000000000002,0]
["1966-10-23","12:00:00",4.5,0]
["1966-10-24","12:00:00",12.8,0]
["1966-10-25","12:00:00",5,0]
["1966-10-26","12:00:00",7.5,0]
["1966-10-27","12:00:00",-1.4,0.8]
["1966-10-28","12:00:00",1.2,0]
["1966-10-29","12:00:00",6.7,0]
["1966-10-30","12:00:00",5.6,0]
["1966-10-31","12:00:00",-0.3,0]
["1966-11-01","12:00:00",2.2000000000000002,0]
["1966-11-02","12:00:00",2.8,0]
["1966-11-03","12:00:00",-0.9,0]
["1966-11-04","12:00:00",-2.5,0]
["1966-11-05","12:00:00",-0.3,4.5999999999999996]
["1966-11-06","12:00:00",-12.5,0.3]
["1966-11-07","12:00:00",-12.8,0.3]
["1966-11-08","12:00:00",-11.7,0]
["1966-11-09","12:00:00",-3.1,0]
["1966-11-10","12:00:00",-9.1999999999999993,0]
["1966-11-11","12:00:00",-10,0]
["1966-11-12","12:00:00",-5.3,0]
["1966-11-13","12:00:00",-12.3,1]
["1966-11-14","12:00:00",-8.4,0]
["1966-11-15","12:00:00",-10.8,1]
["1966-11-16","12:00:00",-16.100000000000001,10.199999999999999]
["1966-11-17","12:00:00",-18.899999999999999,0]
["1966-11-18","12:00:00",-4.2,0]
["1966-11-19","12:00:00",-4.5,0]
["1966-11-20","12:00:00",1.7,5.0999999999999996]
["1966-11-21","12:00:00",-8.6,5.3]
["1966-11-22","12:00:00",-16.7,2]
["1966-11-23","12:00:00",-7,0]
["1966-11-24","12:00:00",0.6,0]
["1966-11-25","12:00:00",0,3.8]
["1966-11-26","12:00:00",-4.4000000000000004,0]
["1966-11-27","12:00:00",-5.3,0]
["1966-11-28","12:00:00",-13.1,0]
["1966-11-29","12:00:00",-20.9,0.3]
["1966-11-30","12:00:00",-19.7,0]
["1966-12-01","12:00:00",-20.3,0.3]
["1966-12-02","12:00:00",-14.7,0.3]
["1966-12-03","12:00:00",-14.2,0]
["1966-12-04","12:00:00",-19.8,0]
["1966-12-05","12:00:00",-18.600000000000001,0]
["1966-12-06","12:00:00",-22.2,0]
["1966-12-07","12:00:00",-23.6,0]
["1966-12-08","12:00:00",-23.4,0]
["1966-12-09","12:00:00",-22,0]
["1966-12-10","12:00:00",-9.5,0]
["1966-12-11","12:00:00",0.8,0]
["1966-12-12","12:00:00",0,0]
["1966-12-13","12:00:00",1.1000000000000001,0]
["1966-12-14","12:00:00",1.2,0]
["1966-12-15","12:00:00",3.1,0]
["1966-12-16","12:00:00",4.2,0]
["1966-12-17","12:00:00",2.5,0]
["1966-12-18","12:00:00",4.5,0]
["1966-12-19","12:00:00",1.4,0]
["1966-12-20","12:00:00",1.4,0]
["1966-12-21","12:00:00",-6.4,3.6]
["1966-12-22","12:00:00",-8.6,0]
["1966-12-23","12:00:00",-14.5,0]
["1966-12-24","12:00:00",-4.5,0]
["1966-12-25","12:00:00",-7.8,0]
["1966-12-26","12:00:00",-5.8,0.5]
["1966-12-27","12:00:00",-9.5,0]
["1966-12-28","12:00:00",-3.1,0.3]
["1966-12-29","12:00:00",-3.6,0]
["1966-12-30","12:00:00",-3.4,0.8]
["1966-12-31","12:00:00",-2.8,0]
["1967-01-01","12:00:00",-3.3,0.5]
["1967-01-02","12:00:00",-3.3,0]
["1967-01-03","12:00:00",-1.7,0]
["1967-01-04","12:00:00",-8.9,7.6]
["1967-01-05","12:00:00",-18.100000000000001,8.9]
["1967-01-06","12:00:00",-21.7,0]
["1967-01-07","12:00:00",-7.5,0]
["1967-01-08","12:00:00",-1.9,0]
["1967-01-09","12:00:00",-6.4,0]
["1967-01-10","12:00:00",2.8,0]
["1967-01-11","12:00:00",0.6,0]
["1967-01-12","12:00:00",-3.3,0]
["1967-01-13","12:00:00",-5.6,0]
["1967-01-14","12:00:00",-8.1,0]
["1967-01-15","12:00:00",-5.3,2]
["1967-01-16","12:00:00",-19.5,1.3]
["1967-01-17","12:00:00",-15.6,0]
["1967-01-18","12:00:00",-13.9,0.3]
["1967-01-19","12:00:00",-8.9,0]
["1967-01-20","12:00:00",-10,0]
["1967-01-21","12:00:00",-23.6,0]
["1967-01-22","12:00:00",-24.7,0]
["1967-01-23","12:00:00",-25.6,0]
["1967-01-24","12:00:00",-26.1,0]
["1967-01-25","12:00:00",-22.5,0]
["1967-01-26","12:00:00",-13.6,0]
["1967-01-27","12:00:00",-18.100000000000001,0]
["1967-01-28","12:00:00",-15.3,0]
["1967-01-29","12:00:00",-7.5,0]
["1967-01-30","12:00:00",-11.2,0]
["1967-01-31","12:00:00",-14.2,0]
["1967-02-01","12:00:00",-8.9,0]
["1967-02-02","12:00:00",0.8,0]
["1967-02-03","12:00:00",0.9,0]
["1967-02-04","12:00:00",-1.4,0.5]
["1967-02-05","12:00:00",-4.2,0]
["1967-02-06","12:00:00",-2.5,0.3]
["1967-02-07","12:00:00",-2.8,0]
["1967-02-08","12:00:00",3.6,0]
["1967-02-09","12:00:00",-0.9,0]
["1967-02-10","12:00:00",-3.9,0]
["1967-02-11","12:00:00",-3.1,0]
["1967-02-12","12:00:00",-1.4,0.5]
["1967-02-13","12:00:00",-12.3,5.6]
["1967-02-14","12:00:00",-20.9,0.8]
["1967-02-15","12:00:00",-14.7,0]
["1967-02-16","12:00:00",-20,0]
["1967-02-17","12:00:00",-15.9,0]
["1967-02-18","12:00:00",-9.1999999999999993,1]
["1967-02-19","12:00:00",-5.8,0]
["1967-02-20","12:00:00",-0.6,0]
["1967-02-21","12:00:00",-5.9,1]
["1967-02-22","12:00:00",-10,0]
["1967-02-23","12:00:00",-12.5,0]
["1967-02-24","12:00:00",-5.3,0]
["1967-02-25","12:00:00",0,0]
["1967-02-26","12:00:00",-1.9,0]
["1967-02-27","12:00:00",7.8,0]
["1967-02-28","12:00:00",3.6,0]
["1967-03-01","12:00:00",-2.2000000000000002,0.5]
["1967-03-02","12:00:00",-5.3,0.5]
["1967-03-03","12:00:00",-6.4,0]
["1967-03-04","12:00:00",-2.8,1]
["1967-03-05","12:00:00",0.6,0]
["1967-03-06","12:00:00",-5,1.8]
["1967-03-07","12:00:00",-4.7,0]
["1967-03-08","12:00:00",1.2,2]
["1967-03-09","12:00:00",-10.3,2.2999999999999998]
["1967-03-10","12:00:00",-19.2,1]
["1967-03-11","12:00:00",-19.7,3.3]
["1967-03-12","12:00:00",-22.8,0]
["1967-03-13","12:00:00",-23.7,0]
["1967-03-14","12:00:00",-20.6,0]
["1967-03-15","12:00:00",-20.6,0.3]
["1967-03-16","12:00:00",-17.5,2.5]
["1967-03-17","12:00:00",-8.1,1.3]
["1967-03-18","12:00:00",-8.9,0]
["1967-03-19","12:00:00",-8.4,0.3]
["1967-03-20","12:00:00",-6.1,0]
["1967-03-21","12:00:00",-1.7,0]
["1967-03-22","12:00:00",-1.7,0]
["1967-03-23","12:00:00",3.9,0]
["1967-03-24","12:00:00",-2,0]
["1967-03-25","12:00:00",-3.1,0]
["1967-03-26","12:00:00",-1.4,0]
["1967-03-27","12:00:00",-4.5,0]
["1967-03-28","12:00:00",-2,0]
["1967-03-29","12:00:00",-6.4,0.5]
["1967-03-30","12:00:00",-5,2]
["1967-03-31","12:00:00",-9.5,0.3]
["1967-04-01","12:00:00",-5.3,0]
["1967-04-02","12:00:00",-1.1000000000000001,0]
["1967-04-03","12:00:00",5.6,0]
["1967-04-04","12:00:00",-3.3,2.5]
["1967-04-05","12:00:00",-7.2,0.8]
["1967-04-06","12:00:00",1.2,0]
["1967-04-07","12:00:00",6.1,0]
["1967-04-08","12:00:00",1.7,0]
["1967-04-09","12:00:00",3.9,0]
["1967-04-10","12:00:00",3.9,0.3]
["1967-04-11","12:00:00",1.1000000000000001,0.8]
["1967-04-12","12:00:00",4.7,0]
["1967-04-13","12:00:00",5.9,0]
["1967-04-14","12:00:00",3.3,4.5999999999999996]
["1967-04-15","12:00:00",-0.6,0]
["1967-04-16","12:00:00",-0.6,0]
["1967-04-17","12:00:00",-0.9,1]
["1967-04-18","12:00:00",-4.2,0.3]
["1967-04-19","12:00:00",-5.3,3.8]
["1967-04-20","12:00:00",-7,1.3]
["1967-04-21","12:00:00",-9.1999999999999993,0]
["1967-04-22","12:00:00",-5.6,0]
["1967-04-23","12:00:00",-2.2000000000000002,0]
["1967-04-24","12:00:00",0.6,0]
["1967-04-25","12:00:00",-1.7,0]
["1967-04-26","12:00:00",-0.6,0.8]
["1967-04-27","12:00:00",1.1000000000000001,1.8]
["1967-04-28","12:00:00",1.1000000000000001,4.0999999999999996]
["1967-04-29","12:00:00",-1.1000000000000001,5.0999999999999996]
["1967-04-30","12:00:00",3.7,0]
["1967-05-01","12:00:00",2.2000000000000002,0]
["1967-05-02","12:00:00",-1.4,2.5]
["1967-05-03","12:00:00",-2.2000000000000002,0]
["1967-05-04","12:00:00",1.4,0]
["1967-05-05","12:00:00",7.3,0]
["1967-05-06","12:00:00",12.8,0]
["1967-05-07","12:00:00",7.5,0]
["1967-05-08","12:00:00",3.9,1.5]
["1967-05-09","12:00:00",-0.9,7.9]
["1967-05-10","12:00:00",-1.4,1]
["1967-05-11","12:00:00",0,2]
["1967-05-12","12:00:00",1.4,0]
["1967-05-13","12:00:00",7.5,0]
["1967-05-14","12:00:00",11.4,0]
["1967-05-15","12:00:00",8.4,0]
["1967-05-16","12:00:00",12.5,0]
["1967-05-17","12:00:00",12.5,1.3]
["1967-05-18","12:00:00",9.1999999999999993,0]
["1967-05-19","12:00:00",12.5,0]
["1967-05-20","12:00:00",14.2,0]
["1967-05-21","12:00:00",17.3,0]
["1967-05-22","12:00:00",14.5,0]
["1967-05-23","12:00:00",12,0]
["1967-05-24","12:00:00",8.4,1]
["1967-05-25","12:00:00",5,16.8]
["1967-05-26","12:00:00",10,0]
["1967-05-27","12:00:00",12,0]
["1967-05-28","12:00:00",14.7,0.3]
["1967-05-29","12:00:00",13.6,3.6]
["1967-05-30","12:00:00",10.3,17.5]
["1967-05-31","12:00:00",7.8,5.6]
["1967-06-01","12:00:00",11.2,0.3]
["1967-06-02","12:00:00",14.7,0]
["1967-06-03","12:00:00",8.9,0.3]
["1967-06-04","12:00:00",8.9,0]
["1967-06-05","12:00:00",12.3,0]
["1967-06-06","12:00:00",12.8,0]
["1967-06-07","12:00:00",13.9,0]
["1967-06-08","12:00:00",10.6,11.4]
["1967-06-09","12:00:00",8.4,8.9]
["1967-06-10","12:00:00",3.4,6.4]
["1967-06-11","12:00:00",8.1,0.8]
["1967-06-12","12:00:00",8.1,0]
["1967-06-13","12:00:00",9.6999999999999993,0]
["1967-06-14","12:00:00",12.8,0]
["1967-06-15","12:00:00",15.9,0]
["1967-06-16","12:00:00",14.5,17.5]
["1967-06-17","12:00:00",13.9,0.3]
["1967-06-18","12:00:00",11.7,8.1]
["1967-06-19","12:00:00",13.9,0]
["1967-06-20","12:00:00",16.100000000000001,0]
["1967-06-21","12:00:00",11.7,0]
["1967-06-22","12:00:00",11.1,0]
["1967-06-23","12:00:00",9.8000000000000007,0]
["1967-06-24","12:00:00",13.7,0]
["1967-06-25","12:00:00",15.3,0]
["1967-06-26","12:00:00",19.5,0]
["1967-06-27","12:00:00",17.8,0]
["1967-06-28","12:00:00",17.3,0]
["1967-06-29","12:00:00",15.3,0]
["1967-06-30","12:00:00",11.9,0.3]
["1967-07-01","12:00:00",13.1,0]
["1967-07-02","12:00:00",17.2,0]
["1967-07-03","12:00:00",16.7,0]
["1967-07-04","12:00:00",15.9,0]
["1967-07-05","12:00:00",14.2,3.8]
["1967-07-06","12:00:00",16.100000000000001,0]
["1967-07-07","12:00:00",15,0]
["1967-07-08","12:00:00",13.6,1.8]
["1967-07-09","12:00:00",12.3,0]
["1967-07-10","12:00:00",13.4,0]
["1967-07-11","12:00:00",14.8,0]
["1967-07-12","12:00:00",18.399999999999999,0]
["1967-07-13","12:00:00",21.7,0]
["1967-07-14","12:00:00",18.100000000000001,0]
["1967-07-15","12:00:00",18.399999999999999,0.3]
["1967-07-16","12:00:00",18.600000000000001,0]
["1967-07-17","12:00:00",17.2,0]
["1967-07-18","12:00:00",18.399999999999999,0]
["1967-07-19","12:00:00",17.8,0]
["1967-07-20","12:00:00",16.399999999999999,0]
["1967-07-21","12:00:00",13.9,0.5]
["1967-07-22","12:00:00",15.8,0.5]
["1967-07-23","12:00:00",15.3,0]
["1967-07-24","12:00:00",17,0]
["1967-07-25","12:00:00",12.3,0]
["1967-07-26","12:00:00",16.399999999999999,0]
["1967-07-27","12:00:00",19.8,0]
["1967-07-28","12:00:00",20.3,0]
["1967-07-29","12:00:00",18.899999999999999,0]
["1967-07-30","12:00:00",19.2,0]
["1967-07-31","12:00:00",15,0.8]
["1967-08-01","12:00:00",14.7,0]
["1967-08-02","12:00:00",15,0]
["1967-08-03","12:00:00",15.9,0]
["1967-08-04","12:00:00",19.2,0]
["1967-08-05","12:00:00",14.5,0.8]
["1967-08-06","12:00:00",17.2,0]
["1967-08-07","12:00:00",13.6,12.4]
["1967-08-08","12:00:00",15.3,0]
["1967-08-09","12:00:00",17,0]
["1967-08-10","12:00:00",19.5,0]
["1967-08-11","12:00:00",21.1,0]
["1967-08-12","12:00:00",20.3,0]
["1967-08-13","12:00:00",20,0]
["1967-08-14","12:00:00",18.899999999999999,0]
["1967-08-15","12:00:00",19.2,0]
["1967-08-16","12:00:00",18.600000000000001,0]
["1967-08-17","12:00:00",17.3,0]
["1967-08-18","12:00:00",21.1,0]
["1967-08-19","12:00:00",19.2,0]
["1967-08-20","12:00:00",20.3,0]
["1967-08-21","12:00:00",18.100000000000001,0.8]
["1967-08-22","12:00:00",16.399999999999999,0]
["1967-08-23","12:00:00",18.100000000000001,0]
["1967-08-24","12:00:00",10.6,0]
["1967-08-25","12:00:00",12.5,0]
["1967-08-26","12:00:00",15.6,0]
["1967-08-27","12:00:00",21.1,0]
["1967-08-28","12:00:00",16.399999999999999,0.5]
["1967-08-29","12:00:00",15,0]
["1967-08-30","12:00:00",17.2,0]
["1967-08-31","12:00:00",18.600000000000001,0]
["1967-09-01","12:00:00",22,0]
["1967-09-02","12:00:00",18.600000000000001,0]
["1967-09-03","12:00:00",17,0]
["1967-09-04","12:00:00",20,0]
["1967-09-05","12:00:00",20.9,0]
["1967-09-06","12:00:00",16.399999999999999,0]
["1967-09-07","12:00:00",12.8,0]
["1967-09-08","12:00:00",12.5,0]
["1967-09-09","12:00:00",16.7,0.3]
["1967-09-10","12:00:00",15,0]
["1967-09-11","12:00:00",13.4,0]
["1967-09-12","12:00:00",9.5,0.5]
["1967-09-13","12:00:00",13.1,0]
["1967-09-14","12:00:00",13.9,0]
["1967-09-15","12:00:00",15,0]
["1967-09-16","12:00:00",13.6,0]
["1967-09-17","12:00:00",11.4,0]
["1967-09-18","12:00:00",13.6,0]
["1967-09-19","12:00:00",20.3,0]
["1967-09-20","12:00:00",10.9,0]
["1967-09-21","12:00:00",17.2,0]
["1967-09-22","12:00:00",10.3,0.8]
["1967-09-23","12:00:00",12,0]
["1967-09-24","12:00:00",19.399999999999999,0]
["1967-09-25","12:00:00",10.6,0]
["1967-09-26","12:00:00",11.4,0]
["1967-09-27","12:00:00",18.399999999999999,0]
["1967-09-28","12:00:00",17,0]
["1967-09-29","12:00:00",14.7,0]
["1967-09-30","12:00:00",11.4,0]
["1967-10-01","12:00:00",8.6999999999999993,0]
["1967-10-02","12:00:00",4.8,0]
["1967-10-03","12:00:00",3.9,8.1]
["1967-10-04","12:00:00",7.2,0]
["1967-10-05","12:00:00",4.2,0]
["1967-10-06","12:00:00",7.8,0]
["1967-10-07","12:00:00",8.9,0]
["1967-10-08","12:00:00",7.8,0]
["1967-10-09","12:00:00",11.9,0]
["1967-10-10","12:00:00",10.9,0]
["1967-10-11","12:00:00",12.8,0]
["1967-10-12","12:00:00",7.5,1.8]
["1967-10-13","12:00:00",6.4,0]
["1967-10-14","12:00:00",3.7,0.3]
["1967-10-15","12:00:00",3.6,0]
["1967-10-16","12:00:00",7,0]
["1967-10-17","12:00:00",0.6,0]
["1967-10-18","12:00:00",12,0]
["1967-10-19","12:00:00",5,1.3]
["1967-10-20","12:00:00",5.3,0]
["1967-10-21","12:00:00",7,0]
["1967-10-22","12:00:00",3.6,0]
["1967-10-23","12:00:00",3.4,0]
["1967-10-24","12:00:00",-2,0]
["1967-10-25","12:00:00",3.4,0]
["1967-10-26","12:00:00",2.8,0]
["1967-10-27","12:00:00",3.6,0]
["1967-10-28","12:00:00",5,0.3]
["1967-10-29","12:00:00",3.9,0]
["1967-10-30","12:00:00",9.1999999999999993,0]
["1967-10-31","12:00:00",2.8,6.6]
["1967-11-01","12:00:00",-3.4,1.5]
["1967-11-02","12:00:00",-4.7,0.5]
["1967-11-03","12:00:00",-9.1999999999999993,0]
["1967-11-04","12:00:00",-5.3,0]
["1967-11-05","12:00:00",-3.4,0]
["1967-11-06","12:00:00",1.7,0]
["1967-11-07","12:00:00",5.6,0]
["1967-11-08","12:00:00",0.6,0]
["1967-11-09","12:00:00",5.3,0]
["1967-11-10","12:00:00",4.8,0]
["1967-11-11","12:00:00",0,0]
["1967-11-12","12:00:00",-0.9,0]
["1967-11-13","12:00:00",5.3,0]
["1967-11-14","12:00:00",3.1,0]
["1967-11-15","12:00:00",8.1,0]
["1967-11-16","12:00:00",5.8,0]
["1967-11-17","12:00:00",-0.3,0]
["1967-11-18","12:00:00",-4.2,0]
["1967-11-19","12:00:00",-1.7,0]
["1967-11-20","12:00:00",2,4.0999999999999996]
["1967-11-21","12:00:00",-0.3,0]
["1967-11-22","12:00:00",5.8,0.3]
["1967-11-23","12:00:00",0.3,0]
["1967-11-24","12:00:00",-1.4,0]
["1967-11-25","12:00:00",-7.8,0]
["1967-11-26","12:00:00",-10.8,0]
["1967-11-27","12:00:00",-11.7,0]
["1967-11-28","12:00:00",-6.4,0]
["1967-11-29","12:00:00",-0.3,0]
["1967-11-30","12:00:00",-7.3,0]
["1967-12-01","12:00:00",-5.6,0]
["1967-12-02","12:00:00",-2,0]
["1967-12-03","12:00:00",1.7,0]
["1967-12-04","12:00:00",-1.4,0]
["1967-12-05","12:00:00",-1.7,0]
["1967-12-06","12:00:00",-6.4,0]
["1967-12-07","12:00:00",-10.6,0]
["1967-12-08","12:00:00",-5.3,0]
["1967-12-09","12:00:00",-0.9,0]
["1967-12-10","12:00:00",5.6,2.8]
["1967-12-11","12:00:00",-7,1.8]
["1967-12-12","12:00:00",-8.9,0]
["1967-12-13","12:00:00",-12.8,0]
["1967-12-14","12:00:00",-6.4,0]
["1967-12-15","12:00:00",-1.7,0]
["1967-12-16","12:00:00",0.9,0.8]
["1967-12-17","12:00:00",-8.4,0.5]
["1967-12-18","12:00:00",-16.7,0]
["1967-12-19","12:00:00",-22.5,0.3]
["1967-12-20","12:00:00",-26.4,0.3]
["1967-12-21","12:00:00",-25.3,0]
["1967-12-22","12:00:00",-8.6,0]
["1967-12-23","12:00:00",-5.3,0]
["1967-12-24","12:00:00",-6.4,0.3]
["1967-12-25","12:00:00",-11.1,0]
["1967-12-26","12:00:00",-9.1999999999999993,3]
["1967-12-27","12:00:00",-3.6,2]
["1967-12-28","12:00:00",-0.6,0.5]
["1967-12-29","12:00:00",-6.1,2.5]
["1967-12-30","12:00:00",-17.5,0.3]
["1967-12-31","12:00:00",-8.6,0.3]
["1968-01-01","12:00:00",-21.4,0.5]
["1968-01-02","12:00:00",-17.5,0]
["1968-01-03","12:00:00",-15,2.5]
["1968-01-04","12:00:00",-9.1999999999999993,0.3]
["1968-01-05","12:00:00",-25.6,0.8]
["1968-01-06","12:00:00",-24.7,0]
["1968-01-07","12:00:00",-23.1,0.8]
["1968-01-08","12:00:00",-24.5,0.3]
["1968-01-09","12:00:00",-24.8,0.8]
["1968-01-10","12:00:00",-26.4,0.3]
["1968-01-11","12:00:00",-26.1,0]
["1968-01-12","12:00:00",-10.8,0]
["1968-01-13","12:00:00",-0.3,0]
["1968-01-14","12:00:00",3.9,0]
["1968-01-15","12:00:00",4.4000000000000004,0]
["1968-01-16","12:00:00",-1.1000000000000001,0]
["1968-01-17","12:00:00",-1.7,0]
["1968-01-18","12:00:00",1.4,0]
["1968-01-19","12:00:00",2.8,0]
["1968-01-20","12:00:00",7.5,0]
["1968-01-21","12:00:00",4.2,0]
["1968-01-22","12:00:00",3.3,0]
["1968-01-23","12:00:00",10,0]
["1968-01-24","12:00:00",3.9,3.6]
["1968-01-25","12:00:00",-10.6,1]
["1968-01-26","12:00:00",-21.7,0.3]
["1968-01-27","12:00:00",-27.5,0]
["1968-01-28","12:00:00",-25.9,0]
["1968-01-29","12:00:00",-23.1,0]
["1968-01-30","12:00:00",-25.6,3.3]
["1968-01-31","12:00:00",-19.5,0]
["1968-02-01","12:00:00",-16.7,0]
["1968-02-02","12:00:00",-6.7,0]
["1968-02-03","12:00:00",-19.8,0]
["1968-02-04","12:00:00",-4.2,0]
["1968-02-05","12:00:00",-5.6,0]
["1968-02-06","12:00:00",-3.9,0]
["1968-02-07","12:00:00",-0.6,0]
["1968-02-08","12:00:00",0.6,0]
["1968-02-09","12:00:00",2.2999999999999998,0]
["1968-02-10","12:00:00",3.4,0]
["1968-02-11","12:00:00",0.6,0]
["1968-02-12","12:00:00",-4.2,0]
["1968-02-13","12:00:00",-8.1,0.5]
["1968-02-14","12:00:00",-8.4,0]
["1968-02-15","12:00:00",-6.1,0]
["1968-02-16","12:00:00",-14.2,0.8]
["1968-02-17","12:00:00",-15,0]
["1968-02-18","12:00:00",-15.8,0.3]
["1968-02-19","12:00:00",-14.5,0.5]
["1968-02-20","12:00:00",-10.9,0.3]
["1968-02-21","12:00:00",-8.6,0]
["1968-02-22","12:00:00",-3.9,0]
["1968-02-23","12:00:00",-1.7,0]
["1968-02-24","12:00:00",4.8,0]
["1968-02-25","12:00:00",3.6,0]
["1968-02-26","12:00:00",3.9,0]
["1968-02-27","12:00:00",7,0]
["1968-02-28","12:00:00",9.1999999999999993,0]
["1968-02-29","12:00:00",7.8,0]
["1968-03-01","12:00:00",3.1,0]
["1968-03-02","12:00:00",5.6,0]
["1968-03-03","12:00:00",5.3,0]
["1968-03-04","12:00:00",3.9,0]
["1968-03-05","12:00:00",7.5,0]
["1968-03-06","12:00:00",7,0]
["1968-03-07","12:00:00",0.6,0]
["1968-03-08","12:00:00",-3.4,0]
["1968-03-09","12:00:00",-0.6,0.3]
["1968-03-10","12:00:00",-4.2,0.8]
["1968-03-11","12:00:00",-2.2000000000000002,0]
["1968-03-12","12:00:00",-0.9,0.3]
["1968-03-13","12:00:00",-4.2,0]
["1968-03-14","12:00:00",1.4,0]
["1968-03-15","12:00:00",0.6,0]
["1968-03-16","12:00:00",3.4,0]
["1968-03-17","12:00:00",-2.8,0.3]
["1968-03-18","12:00:00",-4.7,0.8]
["1968-03-19","12:00:00",-0.9,0]
["1968-03-20","12:00:00",0.3,0]
["1968-03-21","12:00:00",3.6,0]
["1968-03-22","12:00:00",10.9,0]
["1968-03-23","12:00:00",7.8,0]
["1968-03-24","12:00:00",7.8,0]
["1968-03-25","12:00:00",1.4,0]
["1968-03-26","12:00:00",5.3,0]
["1968-03-27","12:00:00",5,0]
["1968-03-28","12:00:00",2,0.3]
["1968-03-29","12:00:00",1.2,6.6]
["1968-03-30","12:00:00",-3.9,7.9]
["1968-03-31","12:00:00",-7.8,1.5]
["1968-04-01","12:00:00",-5.6,12.7]
["1968-04-02","12:00:00",-8.1,2.5]
["1968-04-03","12:00:00",-12,0]
["1968-04-04","12:00:00",-6.1,0]
["1968-04-05","12:00:00",2.5,0.5]
["1968-04-06","12:00:00",2.2000000000000002,0.8]
["1968-04-07","12:00:00",1.1000000000000001,0.3]
["1968-04-08","12:00:00",2.8,0]
["1968-04-09","12:00:00",8.1,0]
["1968-04-10","12:00:00",7.2,0]
["1968-04-11","12:00:00",-2.2999999999999998,1.5]
["1968-04-12","12:00:00",-6.1,0]
["1968-04-13","12:00:00",-2.5,0]
["1968-04-14","12:00:00",5.6,0]
["1968-04-15","12:00:00",0.8,0]
["1968-04-16","12:00:00",-0.3,0]
["1968-04-17","12:00:00",0.9,0]
["1968-04-18","12:00:00",3.9,0]
["1968-04-19","12:00:00",2.5,0]
["1968-04-20","12:00:00",0.3,0]
["1968-04-21","12:00:00",0.3,0]
["1968-04-22","12:00:00",2.5,0]
["1968-04-23","12:00:00",5.8,0]
["1968-04-24","12:00:00",5.6,0]
["1968-04-25","12:00:00",7.8,0]
["1968-04-26","12:00:00",5.3,0.3]
["1968-04-27","12:00:00",6.4,0]
["1968-04-28","12:00:00",15,0]
["1968-04-29","12:00:00",15.3,0]
["1968-04-30","12:00:00",12,0]
["1968-05-01","12:00:00",6.9,0]
["1968-05-02","12:00:00",6.7,0]
["1968-05-03","12:00:00",6.4,0]
["1968-05-04","12:00:00",10.6,0]
["1968-05-05","12:00:00",7,1]
["1968-05-06","12:00:00",3.9,0.5]
["1968-05-07","12:00:00",4.7,1]
["1968-05-08","12:00:00",6.1,0]
["1968-05-09","12:00:00",2.2000000000000002,0]
["1968-05-10","12:00:00",0.6,0]
["1968-05-11","12:00:00",8.1,0]
["1968-05-12","12:00:00",8.4,0]
["1968-05-13","12:00:00",5.3,0]
["1968-05-14","12:00:00",2.8,6.1]
["1968-05-15","12:00:00",4.8,1.8]
["1968-05-16","12:00:00",12.2,0]
["1968-05-17","12:00:00",10.8,0]
["1968-05-18","12:00:00",8.6,0]
["1968-05-19","12:00:00",10,0]
["1968-05-20","12:00:00",10.3,0]
["1968-05-21","12:00:00",11.1,0]
["1968-05-22","12:00:00",13.9,1.3]
["1968-05-23","12:00:00",10.6,2.8]
["1968-05-24","12:00:00",8.1,0]
["1968-05-25","12:00:00",9.1999999999999993,0]
["1968-05-26","12:00:00",10.3,10.199999999999999]
["1968-05-27","12:00:00",10.3,1.8]
["1968-05-28","12:00:00",9.6999999999999993,0]
["1968-05-29","12:00:00",10.3,18.3]
["1968-05-30","12:00:00",8.9,5.0999999999999996]
["1968-05-31","12:00:00",10.9,0]
["1968-06-01","12:00:00",14.2,0]
["1968-06-02","12:00:00",15,1]
["1968-06-03","12:00:00",10.3,2.2999999999999998]
["1968-06-04","12:00:00",10,0]
["1968-06-05","12:00:00",10.6,1.3]
["1968-06-06","12:00:00",9.8000000000000007,1.5]
["1968-06-07","12:00:00",9.6999999999999993,16]
["1968-06-08","12:00:00",12.3,14]
["1968-06-09","12:00:00",13.1,1.8]
["1968-06-10","12:00:00",13.4,0]
["1968-06-11","12:00:00",14.7,0]
["1968-06-12","12:00:00",13.6,0]
["1968-06-13","12:00:00",7,0.5]
["1968-06-14","12:00:00",8.1,0]
["1968-06-15","12:00:00",10.6,0]
["1968-06-16","12:00:00",12.8,0]
["1968-06-17","12:00:00",14.8,0]
["1968-06-18","12:00:00",13.6,0]
["1968-06-19","12:00:00",17,0.3]
["1968-06-20","12:00:00",10.8,0]
["1968-06-21","12:00:00",12.3,0]
["1968-06-22","12:00:00",12.8,0]
["1968-06-23","12:00:00",9.5,0.5]
["1968-06-24","12:00:00",12,0]
["1968-06-25","12:00:00",16.7,0]
["1968-06-26","12:00:00",22.2,0]
["1968-06-27","12:00:00",14.2,0.3]
["1968-06-28","12:00:00",11.7,0]
["1968-06-29","12:00:00",6.4,15.5]
["1968-06-30","12:00:00",9.4,0]
["1968-07-01","12:00:00",12,0]
["1968-07-02","12:00:00",15.6,0]
["1968-07-03","12:00:00",17.3,0]
["1968-07-04","12:00:00",19.7,0]
["1968-07-05","12:00:00",21.2,0.3]
["1968-07-06","12:00:00",19.5,0]
["1968-07-07","12:00:00",16.7,0]
["1968-07-08","12:00:00",17.3,0]
["1968-07-09","12:00:00",22.3,0]
["1968-07-10","12:00:00",20.3,0]
["1968-07-11","12:00:00",20,0]
["1968-07-12","12:00:00",17.8,0]
["1968-07-13","12:00:00",15,0]
["1968-07-14","12:00:00",13.6,0.5]
["1968-07-15","12:00:00",13.4,0.3]
["1968-07-16","12:00:00",13.7,0]
["1968-07-17","12:00:00",13.9,0.8]
["1968-07-18","12:00:00",13.9,0]
["1968-07-19","12:00:00",16.899999999999999,10.9]
["1968-07-20","12:00:00",9.6999999999999993,39.9]
["1968-07-21","12:00:00",13.1,0.3]
["1968-07-22","12:00:00",12,1]
["1968-07-23","12:00:00",12.2,3.8]
["1968-07-24","12:00:00",12.5,0.8]
["1968-07-25","12:00:00",15.6,0]
["1968-07-26","12:00:00",14.2,0]
["1968-07-27","12:00:00",16.100000000000001,0]
["1968-07-28","12:00:00",20.9,0]
["1968-07-29","12:00:00",14.5,8.1]
["1968-07-30","12:00:00",11.1,0]
["1968-07-31","12:00:00",13.9,0]
["1968-08-01","12:00:00",17.8,0]
["1968-08-02","12:00:00",16.399999999999999,0]
["1968-08-03","12:00:00",18.899999999999999,0]
["1968-08-04","12:00:00",16.399999999999999,3.6]
["1968-08-05","12:00:00",16.100000000000001,3.6]
["1968-08-06","12:00:00",7.5,0.3]
["1968-08-07","12:00:00",7.5,0]
["1968-08-08","12:00:00",8.4,2]
["1968-08-09","12:00:00",10.3,0]
["1968-08-10","12:00:00",14.2,0]
["1968-08-11","12:00:00",15.6,1.5]
["1968-08-12","12:00:00",10.6,0.5]
["1968-08-13","12:00:00",12.8,0.8]
["1968-08-14","12:00:00",8.9,5.8]
["1968-08-15","12:00:00",12.2,0.8]
["1968-08-16","12:00:00",10.8,0]
["1968-08-17","12:00:00",13.1,0]
["1968-08-18","12:00:00",14.4,0.3]
["1968-08-19","12:00:00",12.8,0]
["1968-08-20","12:00:00",10,2.2999999999999998]
["1968-08-21","12:00:00",12.5,0]
["1968-08-22","12:00:00",13.7,4.3]
["1968-08-23","12:00:00",14.5,0]
["1968-08-24","12:00:00",15.8,0]
["1968-08-25","12:00:00",17.8,0]
["1968-08-26","12:00:00",16.7,0]
["1968-08-27","12:00:00",13.7,0]
["1968-08-28","12:00:00",12,0]
["1968-08-29","12:00:00",13.9,0]
["1968-08-30","12:00:00",14.5,0]
["1968-08-31","12:00:00",15.9,0]
["1968-09-01","12:00:00",14.5,1]
["1968-09-02","12:00:00",9.8000000000000007,1]
["1968-09-03","12:00:00",8.4,0]
["1968-09-04","12:00:00",10.3,2.2999999999999998]
["1968-09-05","12:00:00",13.7,0.3]
["1968-09-06","12:00:00",16.399999999999999,1.8]
["1968-09-07","12:00:00",12.3,0.3]
["1968-09-08","12:00:00",11.7,0]
["1968-09-09","12:00:00",15,0]
["1968-09-10","12:00:00",17.5,0]
["1968-09-11","12:00:00",19.8,0]
["1968-09-12","12:00:00",13.9,0]
["1968-09-13","12:00:00",11.7,0]
["1968-09-14","12:00:00",15.3,0]
["1968-09-15","12:00:00",10.3,0]
["1968-09-16","12:00:00",9.1999999999999993,0]
["1968-09-17","12:00:00",11.1,0]
["1968-09-18","12:00:00",4.8,18]
["1968-09-19","12:00:00",1.7,22.4]
["1968-09-20","12:00:00",1.7,9.4]
["1968-09-21","12:00:00",0.6,5.3]
["1968-09-22","12:00:00",6.7,0]
["1968-09-23","12:00:00",7.5,0]
["1968-09-24","12:00:00",8.4,0]
["1968-09-25","12:00:00",14.2,0]
["1968-09-26","12:00:00",8.9,0]
["1968-09-27","12:00:00",9.1999999999999993,0]
["1968-09-28","12:00:00",9.6999999999999993,0]
["1968-09-29","12:00:00",15.6,0]
["1968-09-30","12:00:00",10.6,0]
["1968-10-01","12:00:00",1.7,6.6]
["1968-10-02","12:00:00",2.8,0]
["1968-10-03","12:00:00",6.4,0]
["1968-10-04","12:00:00",11.4,0]
["1968-10-05","12:00:00",7.2,0]
["1968-10-06","12:00:00",7,0]
["1968-10-07","12:00:00",1.1000000000000001,2.2999999999999998]
["1968-10-08","12:00:00",-0.3,0]
["1968-10-09","12:00:00",2.8,0]
["1968-10-10","12:00:00",2.2000000000000002,0]
["1968-10-11","12:00:00",0.6,3.6]
["1968-10-12","12:00:00",5.6,1.5]
["1968-10-13","12:00:00",1.1000000000000001,0.5]
["1968-10-14","12:00:00",1.9,0]
["1968-10-15","12:00:00",3.9,0.5]
["1968-10-16","12:00:00",1.7,0]
["1968-10-17","12:00:00",6.7,0]
["1968-10-18","12:00:00",5.3,0]
["1968-10-19","12:00:00",5.9,0]
["1968-10-20","12:00:00",5,0]
["1968-10-21","12:00:00",2.8,0]
["1968-10-22","12:00:00",5.9,0]
["1968-10-23","12:00:00",6.4,0]
["1968-10-24","12:00:00",9.8000000000000007,0]
["1968-10-25","12:00:00",10.3,0]
["1968-10-26","12:00:00",1.1000000000000001,0]
["1968-10-27","12:00:00",3.6,0]
["1968-10-28","12:00:00",10.9,0]
["1968-10-29","12:00:00",10.6,0]
["1968-10-30","12:00:00",8.1,0]
["1968-10-31","12:00:00",3.4,3.3]
["1968-11-01","12:00:00",1.7,0]
["1968-11-02","12:00:00",-0.9,0]
["1968-11-03","12:00:00",1.1000000000000001,0]
["1968-11-04","12:00:00",0.3,1]
["1968-11-05","12:00:00",-4.7,0]
["1968-11-06","12:00:00",-4.5,0]
["1968-11-07","12:00:00",-4.5,0]
["1968-11-08","12:00:00",1.4,0]
["1968-11-09","12:00:00",-0.6,0]
["1968-11-10","12:00:00",-1.7,0]
["1968-11-11","12:00:00",2.2999999999999998,0]
["1968-11-12","12:00:00",2.8,0]
["1968-11-13","12:00:00",0,0]
["1968-11-14","12:00:00",-2.2000000000000002,0]
["1968-11-15","12:00:00",-7.5,1]
["1968-11-16","12:00:00",-15.3,0.5]
["1968-11-17","12:00:00",-12.8,0.3]
["1968-11-18","12:00:00",-7.5,0]
["1968-11-19","12:00:00",3.4,0]
["1968-11-20","12:00:00",5.6,0]
["1968-11-21","12:00:00",2.2999999999999998,0]
["1968-11-22","12:00:00",3.1,0]
["1968-11-23","12:00:00",0.9,0]
["1968-11-24","12:00:00",-3.1,0]
["1968-11-25","12:00:00",-4.7,0]
["1968-11-26","12:00:00",0.6,0]
["1968-11-27","12:00:00",2.8,0]
["1968-11-28","12:00:00",2.5,0]
["1968-11-29","12:00:00",3.1,0]
["1968-11-30","12:00:00",-4.2,0.3]
["1968-12-01","12:00:00",-3.6,0]
["1968-12-02","12:00:00",-3.1,0]
["1968-12-03","12:00:00",0,2.5]
["1968-12-04","12:00:00",-12.2,0]
["1968-12-05","12:00:00",-14.2,0]
["1968-12-06","12:00:00",-11.1,0]
["1968-12-07","12:00:00",-3.9,0]
["1968-12-08","12:00:00",-2.8,0]
["1968-12-09","12:00:00",-6.7,0]
["1968-12-10","12:00:00",-4.8,3]
["1968-12-11","12:00:00",-17,0.5]
["1968-12-12","12:00:00",-22.8,0]
["1968-12-13","12:00:00",-19.2,0]
["1968-12-14","12:00:00",-4.8,0]
["1968-12-15","12:00:00",-5.3,0]
["1968-12-16","12:00:00",-2.8,0.8]
["1968-12-17","12:00:00",-7.8,2]
["1968-12-18","12:00:00",-6.2,0.3]
["1968-12-19","12:00:00",-10.3,0.8]
["1968-12-20","12:00:00",-15.9,0]
["1968-12-21","12:00:00",-16.399999999999999,0.3]
["1968-12-22","12:00:00",-20,0.5]
["1968-12-23","12:00:00",-22.5,2]
["1968-12-24","12:00:00",-21.1,3.8]
["1968-12-25","12:00:00",-19.2,4.0999999999999996]
["1968-12-26","12:00:00",-24.5,2]
["1968-12-27","12:00:00",-32.200000000000003,0.5]
["1968-12-28","12:00:00",-36.4,0]
["1968-12-29","12:00:00",-31.4,0.3]
["1968-12-30","12:00:00",-20.3,0.3]
["1968-12-31","12:00:00",-22.5,0]
["1969-01-01","12:00:00",-22.5,0]
["1969-01-02","12:00:00",-17.2,0]
["1969-01-03","12:00:00",-6.1,0]
["1969-01-04","12:00:00",2,0]
["1969-01-05","12:00:00",-4.5,1.3]
["1969-01-06","12:00:00",-10,0]
["1969-01-07","12:00:00",-17,0]
["1969-01-08","12:00:00",-24.5,0]
["1969-01-09","12:00:00",-27,0]
["1969-01-10","12:00:00",-28.9,1.5]
["1969-01-11","12:00:00",-30.3,0.5]
["1969-01-12","12:00:00",-30.9,0]
["1969-01-13","12:00:00",-27.5,1.8]
["1969-01-14","12:00:00",-26.4,0]
["1969-01-15","12:00:00",-27,0]
["1969-01-16","12:00:00",-26.7,0]
["1969-01-17","12:00:00",-26.4,0.3]
["1969-01-18","12:00:00",-31.7,0]
["1969-01-19","12:00:00",-31.2,0.5]
["1969-01-20","12:00:00",-31.7,0.3]
["1969-01-21","12:00:00",-29.7,0.5]
["1969-01-22","12:00:00",-30.3,0.3]
["1969-01-23","12:00:00",-25.3,0]
["1969-01-24","12:00:00",-25.3,0]
["1969-01-25","12:00:00",-27,1]
["1969-01-26","12:00:00",-27.5,4.8]
["1969-01-27","12:00:00",-31.4,0.3]
["1969-01-28","12:00:00",-34.200000000000003,0.8]
["1969-01-29","12:00:00",-34.799999999999997,0]
["1969-01-30","12:00:00",-31.4,0.5]
["1969-01-31","12:00:00",-20.6,0]
["1969-02-01","12:00:00",-18.100000000000001,0]
["1969-02-02","12:00:00",-15,0]
["1969-02-03","12:00:00",-5.6,0]
["1969-02-04","12:00:00",-10.8,0]
["1969-02-05","12:00:00",-12,0]
["1969-02-06","12:00:00",-14.7,0.3]
["1969-02-07","12:00:00",-13.6,0]
["1969-02-08","12:00:00",-5.6,0]
["1969-02-09","12:00:00",-3.9,0]
["1969-02-10","12:00:00",-7.2,0]
["1969-02-11","12:00:00",-9.4,0]
["1969-02-12","12:00:00",-5.8,0]
["1969-02-13","12:00:00",-5,2.8]
["1969-02-14","12:00:00",-8.9,0]
["1969-02-15","12:00:00",-10.3,0]
["1969-02-16","12:00:00",-13.6,0]
["1969-02-17","12:00:00",-11.2,0]
["1969-02-18","12:00:00",-11.1,0]
["1969-02-19","12:00:00",-13.9,0]
["1969-02-20","12:00:00",-15,0]
["1969-02-21","12:00:00",-14.2,0.3]
["1969-02-22","12:00:00",-18.100000000000001,2.5]
["1969-02-23","12:00:00",-20.9,0.8]
["1969-02-24","12:00:00",-17.8,0]
["1969-02-25","12:00:00",-15.9,5.8]
["1969-02-26","12:00:00",-15,0]
["1969-02-27","12:00:00",-13.3,0]
["1969-02-28","12:00:00",-12,0]
["1969-03-01","12:00:00",-12.8,0]
["1969-03-02","12:00:00",-12.2,0]
["1969-03-03","12:00:00",-10,0]
["1969-03-04","12:00:00",-6.7,0]
["1969-03-05","12:00:00",-2.5,0.3]
["1969-03-06","12:00:00",-6.7,0]
["1969-03-07","12:00:00",-7.8,0.3]
["1969-03-08","12:00:00",-12.8,0.8]
["1969-03-09","12:00:00",-11.1,1.3]
["1969-03-10","12:00:00",-10.6,0]
["1969-03-11","12:00:00",-7.5,0]
["1969-03-12","12:00:00",-9.5,0]
["1969-03-13","12:00:00",-5.9,0]
["1969-03-14","12:00:00",-7,0]
["1969-03-15","12:00:00",0.3,0]
["1969-03-16","12:00:00",5.6,0]
["1969-03-17","12:00:00",2.2000000000000002,0]
["1969-03-18","12:00:00",-1.1000000000000001,0]
["1969-03-19","12:00:00",-0.3,0]
["1969-03-20","12:00:00",-1.7,0]
["1969-03-21","12:00:00",2.5,0.5]
["1969-03-22","12:00:00",-3.4,0]
["1969-03-23","12:00:00",-3.1,0.3]
["1969-03-24","12:00:00",-1.7,0]
["1969-03-25","12:00:00",3.7,0]
["1969-03-26","12:00:00",3.9,0]
["1969-03-27","12:00:00",-3.1,3]
["1969-03-28","12:00:00",-11.9,0.3]
["1969-03-29","12:00:00",-8.9,0]
["1969-03-30","12:00:00",-2.5,0]
["1969-03-31","12:00:00",5.8,0]
["1969-04-01","12:00:00",3.7,0]
["1969-04-02","12:00:00",6.1,0]
["1969-04-03","12:00:00",1.2,0.3]
["1969-04-04","12:00:00",4.5,0]
["1969-04-05","12:00:00",9.5,0]
["1969-04-06","12:00:00",8.9,0]
["1969-04-07","12:00:00",4.8,0]
["1969-04-08","12:00:00",3.7,0]
["1969-04-09","12:00:00",5.9,0]
["1969-04-10","12:00:00",7.8,0]
["1969-04-11","12:00:00",8.6999999999999993,0]
["1969-04-12","12:00:00",10.6,0]
["1969-04-13","12:00:00",10.3,0]
["1969-04-14","12:00:00",5.8,0]
["1969-04-15","12:00:00",8.3000000000000007,0]
["1969-04-16","12:00:00",8.3000000000000007,0]
["1969-04-17","12:00:00",12.2,0]
["1969-04-18","12:00:00",9.1999999999999993,0]
["1969-04-19","12:00:00",6.7,0]
["1969-04-20","12:00:00",4.5,0]
["1969-04-21","12:00:00",8.1,0]
["1969-04-22","12:00:00",13.9,1.5]
["1969-04-23","12:00:00",9.1999999999999993,6.9]
["1969-04-24","12:00:00",5.8,6.1]
["1969-04-25","12:00:00",3.9,0]
["1969-04-26","12:00:00",3.6,0]
["1969-04-27","12:00:00",6.1,0]
["1969-04-28","12:00:00",8.1,0]
["1969-04-29","12:00:00",5.8,12.7]
["1969-04-30","12:00:00",4.2,29]
["1969-05-01","12:00:00",7.5,0]
["1969-05-02","12:00:00",6.2,8.6]
["1969-05-03","12:00:00",4.8,10.4]
["1969-05-04","12:00:00",8.1,0.3]
["1969-05-05","12:00:00",9.1999999999999993,0]
["1969-05-06","12:00:00",9.6999999999999993,0]
["1969-05-07","12:00:00",7,0]
["1969-05-08","12:00:00",11.4,0]
["1969-05-09","12:00:00",12.5,0]
["1969-05-10","12:00:00",12.8,0]
["1969-05-11","12:00:00",14.2,0]
["1969-05-12","12:00:00",14.2,0.3]
["1969-05-13","12:00:00",15,0]
["1969-05-14","12:00:00",6.4,8.1]
["1969-05-15","12:00:00",3.7,0.5]
["1969-05-16","12:00:00",4.5,0.5]
["1969-05-17","12:00:00",9.5,0]
["1969-05-18","12:00:00",8.6,0]
["1969-05-19","12:00:00",4.5,0.3]
["1969-05-20","12:00:00",6.4,0]
["1969-05-21","12:00:00",9.5,0]
["1969-05-22","12:00:00",12.3,0]
["1969-05-23","12:00:00",13.3,0]
["1969-05-24","12:00:00",17,0]
["1969-05-25","12:00:00",17,0]
["1969-05-26","12:00:00",15,0.5]
["1969-05-27","12:00:00",11.7,0]
["1969-05-28","12:00:00",12,0]
["1969-05-29","12:00:00",14.2,0]
["1969-05-30","12:00:00",10.9,0]
["1969-05-31","12:00:00",11.7,0]
["1969-06-01","12:00:00",15.3,0]
["1969-06-02","12:00:00",15.9,0]
["1969-06-03","12:00:00",18.600000000000001,0]
["1969-06-04","12:00:00",21.2,0]
["1969-06-05","12:00:00",18.600000000000001,0]
["1969-06-06","12:00:00",13.1,6.1]
["1969-06-07","12:00:00",12.3,4.0999999999999996]
["1969-06-08","12:00:00",11.1,0]
["1969-06-09","12:00:00",16.100000000000001,0]
["1969-06-10","12:00:00",13.4,0]
["1969-06-11","12:00:00",7.8,5.8]
["1969-06-12","12:00:00",5.3,0]
["1969-06-13","12:00:00",7.5,0]
["1969-06-14","12:00:00",11.1,0]
["1969-06-15","12:00:00",14.5,0]
["1969-06-16","12:00:00",14.8,0]
["1969-06-17","12:00:00",18.3,0]
["1969-06-18","12:00:00",23.9,0]
["1969-06-19","12:00:00",11.2,9.6999999999999993]
["1969-06-20","12:00:00",8.4,5.0999999999999996]
["1969-06-21","12:00:00",12.5,1]
["1969-06-22","12:00:00",13.9,5.0999999999999996]
["1969-06-23","12:00:00",14.5,1.3]
["1969-06-24","12:00:00",10,17.3]
["1969-06-25","12:00:00",9.6999999999999993,30.5]
["1969-06-26","12:00:00",12.5,2.5]
["1969-06-27","12:00:00",12.5,0.3]
["1969-06-28","12:00:00",9.1999999999999993,28.4]
["1969-06-29","12:00:00",12.2,8.9]
["1969-06-30","12:00:00",10.6,0.5]
["1969-07-01","12:00:00",12,2.5]
["1969-07-02","12:00:00",14.8,0.5]
["1969-07-03","12:00:00",12,9.6999999999999993]
["1969-07-04","12:00:00",11.1,10.9]
["1969-07-05","12:00:00",12.2,1]
["1969-07-06","12:00:00",12.3,5.8]
["1969-07-07","12:00:00",11.7,1.5]
["1969-07-08","12:00:00",15.6,0]
["1969-07-09","12:00:00",17.8,0]
["1969-07-10","12:00:00",20.6,0]
["1969-07-11","12:00:00",16.100000000000001,0]
["1969-07-12","12:00:00",13.1,0]
["1969-07-13","12:00:00",12.5,0]
["1969-07-14","12:00:00",12.8,1.3]
["1969-07-15","12:00:00",13.6,1]
["1969-07-16","12:00:00",13.1,6.1]
["1969-07-17","12:00:00",12.5,1.3]
["1969-07-18","12:00:00",13.4,0]
["1969-07-19","12:00:00",16.100000000000001,0]
["1969-07-20","12:00:00",18.7,4.5999999999999996]
["1969-07-21","12:00:00",13.9,0]
["1969-07-22","12:00:00",15.8,0]
["1969-07-23","12:00:00",16.399999999999999,0]
["1969-07-24","12:00:00",20.6,3.8]
["1969-07-25","12:00:00",13.9,23.9]
["1969-07-26","12:00:00",14.5,0]
["1969-07-27","12:00:00",16.7,0]
["1969-07-28","12:00:00",18.100000000000001,0.5]
["1969-07-29","12:00:00",12,0.8]
["1969-07-30","12:00:00",14.2,0]
["1969-07-31","12:00:00",14.8,0]
["1969-08-01","12:00:00",17.8,0]
["1969-08-02","12:00:00",18.600000000000001,0]
["1969-08-03","12:00:00",18.100000000000001,0]
["1969-08-04","12:00:00",17,0]
["1969-08-05","12:00:00",11.7,1.5]
["1969-08-06","12:00:00",15,7.6]
["1969-08-07","12:00:00",16.399999999999999,0]
["1969-08-08","12:00:00",18.399999999999999,0]
["1969-08-09","12:00:00",19.2,0]
["1969-08-10","12:00:00",18.600000000000001,0]
["1969-08-11","12:00:00",17.5,0]
["1969-08-12","12:00:00",14.5,0]
["1969-08-13","12:00:00",13.9,0]
["1969-08-14","12:00:00",17.5,0]
["1969-08-15","12:00:00",20,0]
["1969-08-16","12:00:00",10.6,3.3]
["1969-08-17","12:00:00",11.7,0]
["1969-08-18","12:00:00",15.3,0]
["1969-08-19","12:00:00",18.399999999999999,0]
["1969-08-20","12:00:00",14.5,0]
["1969-08-21","12:00:00",18.899999999999999,0]
["1969-08-22","12:00:00",13.9,0]
["1969-08-23","12:00:00",15.3,0]
["1969-08-24","12:00:00",21.2,0]
["1969-08-25","12:00:00",18.399999999999999,0]
["1969-08-26","12:00:00",14.2,0]
["1969-08-27","12:00:00",13.1,0]
["1969-08-28","12:00:00",12.8,3]
["1969-08-29","12:00:00",11.1,0]
["1969-08-30","12:00:00",12,0]
["1969-08-31","12:00:00",12.5,0]
["1969-09-01","12:00:00",14.5,0]
["1969-09-02","12:00:00",18.100000000000001,0]
["1969-09-03","12:00:00",12.2,0.5]
["1969-09-04","12:00:00",8.1,13]
["1969-09-05","12:00:00",8.9,5.3]
["1969-09-06","12:00:00",10.6,0]
["1969-09-07","12:00:00",13.9,0]
["1969-09-08","12:00:00",13.9,0]
["1969-09-09","12:00:00",12.8,0]
["1969-09-10","12:00:00",15.9,0]
["1969-09-11","12:00:00",17.3,0]
["1969-09-12","12:00:00",18.600000000000001,0]
["1969-09-13","12:00:00",14.2,1.3]
["1969-09-14","12:00:00",4.2,3.8]
["1969-09-15","12:00:00",1.7,0.3]
["1969-09-16","12:00:00",5,0]
["1969-09-17","12:00:00",11.7,0]
["1969-09-18","12:00:00",14.2,0]
["1969-09-19","12:00:00",12.8,0]
["1969-09-20","12:00:00",7,3.6]
["1969-09-21","12:00:00",5,21.3]
["1969-09-22","12:00:00",8.4,0]
["1969-09-23","12:00:00",10.6,0]
["1969-09-24","12:00:00",9.5,0]
["1969-09-25","12:00:00",10,0]
["1969-09-26","12:00:00",6.4,0]
["1969-09-27","12:00:00",10,0]
["1969-09-28","12:00:00",8.6,0]
["1969-09-29","12:00:00",9.5,3.3]
["1969-09-30","12:00:00",9.1999999999999993,0]
["1969-10-01","12:00:00",6.4,0]
["1969-10-02","12:00:00",5,7.1]
["1969-10-03","12:00:00",3.6,1]
["1969-10-04","12:00:00",3.9,0]
["1969-10-05","12:00:00",5.6,0]
["1969-10-06","12:00:00",6.9,0]
["1969-10-07","12:00:00",5.3,0]
["1969-10-08","12:00:00",10.3,0]
["1969-10-09","12:00:00",6.1,6.1]
["1969-10-10","12:00:00",3.3,7.1]
["1969-10-11","12:00:00",-1.4,0.5]
["1969-10-12","12:00:00",-2.8,0]
["1969-10-13","12:00:00",-0.9,0]
["1969-10-14","12:00:00",3.3,0]
["1969-10-15","12:00:00",-0.6,0]
["1969-10-16","12:00:00",0.6,0]
["1969-10-17","12:00:00",2.5,0]
["1969-10-18","12:00:00",5.8,0]
["1969-10-19","12:00:00",3.4,0]
["1969-10-20","12:00:00",6.7,0.3]
["1969-10-21","12:00:00",2.8,0]
["1969-10-22","12:00:00",3.1,0]
["1969-10-23","12:00:00",-1.7,6.6]
["1969-10-24","12:00:00",-8.1,3]
["1969-10-25","12:00:00",-11.7,0]
["1969-10-26","12:00:00",-8.4,0]
["1969-10-27","12:00:00",-8.1,0]
["1969-10-28","12:00:00",0,0]
["1969-10-29","12:00:00",1.7,0]
["1969-10-30","12:00:00",6.4,0]
["1969-10-31","12:00:00",4.8,0]
["1969-11-01","12:00:00",5,0]
["1969-11-02","12:00:00",10.3,0]
["1969-11-03","12:00:00",8.1,0]
["1969-11-04","12:00:00",5,0]
["1969-11-05","12:00:00",2.8,0]
["1969-11-06","12:00:00",2.8,0]
["1969-11-07","12:00:00",2.2000000000000002,0]
["1969-11-08","12:00:00",3.3,0]
["1969-11-09","12:00:00",2.8,0]
["1969-11-10","12:00:00",2,0]
["1969-11-11","12:00:00",1.4,0]
["1969-11-12","12:00:00",-3.1,1.8]
["1969-11-13","12:00:00",-9.1999999999999993,0]
["1969-11-14","12:00:00",1.4,0]
["1969-11-15","12:00:00",-1.7,1]
["1969-11-16","12:00:00",-10.6,1.5]
["1969-11-17","12:00:00",-9.6999999999999993,0]
["1969-11-18","12:00:00",-3.7,0]
["1969-11-19","12:00:00",-1.1000000000000001,0]
["1969-11-20","12:00:00",7,0]
["1969-11-21","12:00:00",4.2,0]
["1969-11-22","12:00:00",2.8,0]
["1969-11-23","12:00:00",3.1,0]
["1969-11-24","12:00:00",0.9,0]
["1969-11-25","12:00:00",-1.4,0]
["1969-11-26","12:00:00",-2.8,0]
["1969-11-27","12:00:00",4.2,0]
["1969-11-28","12:00:00",5.3,0]
["1969-11-29","12:00:00",9.5,0]
["1969-11-30","12:00:00",5.9,0]
["1969-12-01","12:00:00",5.6,0]
["1969-12-02","12:00:00",0.8,0]
["1969-12-03","12:00:00",1.1000000000000001,0]
["1969-12-04","12:00:00",2.8,0]
["1969-12-05","12:00:00",-3.6,0]
["1969-12-06","12:00:00",-7.3,0]
["1969-12-07","12:00:00",-11.4,0]
["1969-12-08","12:00:00",-10.8,0]
["1969-12-09","12:00:00",-11.4,0]
["1969-12-10","12:00:00",-5.6,0]
["1969-12-11","12:00:00",-5.9,0]
["1969-12-12","12:00:00",0.3,0]
["1969-12-13","12:00:00",-0.8,0]
["1969-12-14","12:00:00",-0.3,0]
["1969-12-15","12:00:00",0.6,0]
["1969-12-16","12:00:00",-4.4000000000000004,0]
["1969-12-17","12:00:00",-6.1,0.3]
["1969-12-18","12:00:00",-8.9,0]
["1969-12-19","12:00:00",-3.9,0]
["1969-12-20","12:00:00",-4.7,0]
["1969-12-21","12:00:00",-7.5,2.5]
["1969-12-22","12:00:00",-5.6,0]
["1969-12-23","12:00:00",-1.7,0]
["1969-12-24","12:00:00",-2.8,0]
["1969-12-25","12:00:00",-5.6,0]
["1969-12-26","12:00:00",-8.6,0]
["1969-12-27","12:00:00",-10.3,0]
["1969-12-28","12:00:00",-8.9,0]
["1969-12-29","12:00:00",-2,0]
["1969-12-30","12:00:00",-3.1,0]
["1969-12-31","12:00:00",-2.8,0]
["1970-01-01","12:00:00",-5.8,1.3]
["1970-01-02","12:00:00",-3.7,0]
["1970-01-03","12:00:00",-7.8,1]
["1970-01-04","12:00:00",-16.100000000000001,1.3]
["1970-01-05","12:00:00",-20.9,0.3]
["1970-01-06","12:00:00",-22.8,0]
["1970-01-07","12:00:00",-23.6,0]
["1970-01-08","12:00:00",-22,0]
["1970-01-09","12:00:00",-11.2,0]
["1970-01-10","12:00:00",-20.9,0.8]
["1970-01-11","12:00:00",-25,0.3]
["1970-01-12","12:00:00",-23.9,0]
["1970-01-13","12:00:00",-27.8,0.3]
["1970-01-14","12:00:00",-28.3,0]
["1970-01-15","12:00:00",-32.200000000000003,0.5]
["1970-01-16","12:00:00",-32,0]
["1970-01-17","12:00:00",-26.1,0]
["1970-01-18","12:00:00",-17.5,0]
["1970-01-19","12:00:00",-12.3,0]
["1970-01-20","12:00:00",-8.1,0.5]
["1970-01-21","12:00:00",-5.6,0]
["1970-01-22","12:00:00",-1.4,0]
["1970-01-23","12:00:00",-1.1000000000000001,0]
["1970-01-24","12:00:00",-4.2,0]
["1970-01-25","12:00:00",-3.1,0]
["1970-01-26","12:00:00",-3.1,0]
["1970-01-27","12:00:00",-6.7,5.8]
["1970-01-28","12:00:00",-8.4,0.5]
["1970-01-29","12:00:00",-2.5,0]
["1970-01-30","12:00:00",1.1000000000000001,0]
["1970-01-31","12:00:00",2.5,0]
["1970-02-01","12:00:00",-9.8000000000000007,1.3]
["1970-02-02","12:00:00",-15.3,0]
["1970-02-03","12:00:00",-5.6,0]
["1970-02-04","12:00:00",-1.7,0]
["1970-02-05","12:00:00",-2.5,0]
["1970-02-06","12:00:00",0.3,0]
["1970-02-07","12:00:00",-2.8,0]
["1970-02-08","12:00:00",2.2999999999999998,0]
["1970-02-09","12:00:00",4.7,0]
["1970-02-10","12:00:00",-1.1000000000000001,0]
["1970-02-11","12:00:00",-0.3,0]
["1970-02-12","12:00:00",-7.2,0.5]
["1970-02-13","12:00:00",-7.2,0.5]
["1970-02-14","12:00:00",-9.1999999999999993,0.5]
["1970-02-15","12:00:00",-1.4,0]
["1970-02-16","12:00:00",-3.6,0]
["1970-02-17","12:00:00",-10.9,2]
["1970-02-18","12:00:00",-7.2,0]
["1970-02-19","12:00:00",-0.6,0]
["1970-02-20","12:00:00",5.9,0]
["1970-02-21","12:00:00",2.2000000000000002,0]
["1970-02-22","12:00:00",3.3,0]
["1970-02-23","12:00:00",2.2999999999999998,0]
["1970-02-24","12:00:00",-1.1000000000000001,0]
["1970-02-25","12:00:00",2.8,0]
["1970-02-26","12:00:00",-0.3,2.2999999999999998]
["1970-02-27","12:00:00",-8.1,1.8]
["1970-02-28","12:00:00",-12.2,0.5]
["1970-03-01","12:00:00",-15.9,4.5999999999999996]
["1970-03-02","12:00:00",-17.3,5.6]
["1970-03-03","12:00:00",-19.8,0]
["1970-03-04","12:00:00",-21.4,0]
["1970-03-05","12:00:00",-16.399999999999999,0]
["1970-03-06","12:00:00",-3.3,0]
["1970-03-07","12:00:00",0.3,0]
["1970-03-08","12:00:00",-3.3,0]
["1970-03-09","12:00:00",-3.1,0]
["1970-03-10","12:00:00",-7,1.8]
["1970-03-11","12:00:00",-12.8,1]
["1970-03-12","12:00:00",-12.3,0]
["1970-03-13","12:00:00",-0.6,0]
["1970-03-14","12:00:00",-1.2,0]
["1970-03-15","12:00:00",2.8,0]
["1970-03-16","12:00:00",2.8,1.3]
["1970-03-17","12:00:00",0.3,0]
["1970-03-18","12:00:00",-0.9,0]
["1970-03-19","12:00:00",3.4,0]
["1970-03-20","12:00:00",3.1,1.5]
["1970-03-21","12:00:00",-3.1,0]
["1970-03-22","12:00:00",1.9,0]
["1970-03-23","12:00:00",4.2,1]
["1970-03-24","12:00:00",0,0]
["1970-03-25","12:00:00",0.3,1.3]
["1970-03-26","12:00:00",-0.9,1.3]
["1970-03-27","12:00:00",1.4,0]
["1970-03-28","12:00:00",2,0.3]
["1970-03-29","12:00:00",-1.7,1.5]
["1970-03-30","12:00:00",-4.7,1.5]
["1970-03-31","12:00:00",-0.3,0.5]
["1970-04-01","12:00:00",3.4,0]
["1970-04-02","12:00:00",-1.4,2]
["1970-04-03","12:00:00",1.4,0]
["1970-04-04","12:00:00",7.3,0]
["1970-04-05","12:00:00",5.6,0]
["1970-04-06","12:00:00",7.5,0]
["1970-04-07","12:00:00",0.6,4.5999999999999996]
["1970-04-08","12:00:00",2,0]
["1970-04-09","12:00:00",7.5,0]
["1970-04-10","12:00:00",4.8,0]
["1970-04-11","12:00:00",2,0]
["1970-04-12","12:00:00",-1.1000000000000001,4.0999999999999996]
["1970-04-13","12:00:00",-1.1000000000000001,2]
["1970-04-14","12:00:00",-3.7,1.3]
["1970-04-15","12:00:00",-3.4,7.6]
["1970-04-16","12:00:00",-2,0.8]
["1970-04-17","12:00:00",-0.8,0]
["1970-04-18","12:00:00",1.7,0]
["1970-04-19","12:00:00",2.2000000000000002,0]
["1970-04-20","12:00:00",1.7,0]
["1970-04-21","12:00:00",1.1000000000000001,1]
["1970-04-22","12:00:00",3.4,0]
["1970-04-23","12:00:00",7,0]
["1970-04-24","12:00:00",5.6,0]
["1970-04-25","12:00:00",3.1,0]
["1970-04-26","12:00:00",0.3,0]
["1970-04-27","12:00:00",-1.4,11.9]
["1970-04-28","12:00:00",-0.9,0]
["1970-04-29","12:00:00",2.2000000000000002,0]
["1970-04-30","12:00:00",5.6,0]
["1970-05-01","12:00:00",10,0]
["1970-05-02","12:00:00",11.7,0]
["1970-05-03","12:00:00",11.2,0]
["1970-05-04","12:00:00",8.6,0]
["1970-05-05","12:00:00",15,0]
["1970-05-06","12:00:00",9.5,0]
["1970-05-07","12:00:00",9.5,0]
["1970-05-08","12:00:00",10,0]
["1970-05-09","12:00:00",8.6999999999999993,0.5]
["1970-05-10","12:00:00",4.5,0.8]
["1970-05-11","12:00:00",0.6,7.6]
["1970-05-12","12:00:00",2.5,1]
["1970-05-13","12:00:00",5.3,0]
["1970-05-14","12:00:00",7.8,0]
["1970-05-15","12:00:00",13.6,0]
["1970-05-16","12:00:00",16.2,0]
["1970-05-17","12:00:00",9.6999999999999993,0]
["1970-05-18","12:00:00",6.2,0]
["1970-05-19","12:00:00",9.5,0]
["1970-05-20","12:00:00",8.1,1.3]
["1970-05-21","12:00:00",10.3,0]
["1970-05-22","12:00:00",13.6,0]
["1970-05-23","12:00:00",12.5,0]
["1970-05-24","12:00:00",11.4,0]
["1970-05-25","12:00:00",12,0]
["1970-05-26","12:00:00",11.1,1.5]
["1970-05-27","12:00:00",9.6999999999999993,4.5999999999999996]
["1970-05-28","12:00:00",5.9,1.5]
["1970-05-29","12:00:00",9.5,0]
["1970-05-30","12:00:00",10.9,0.3]
["1970-05-31","12:00:00",11.7,0]
["1970-06-01","12:00:00",15.9,0]
["1970-06-02","12:00:00",19.5,0]
["1970-06-03","12:00:00",22,0]
["1970-06-04","12:00:00",21.7,0]
["1970-06-05","12:00:00",17.5,0]
["1970-06-06","12:00:00",20.6,0]
["1970-06-07","12:00:00",20,4.8]
["1970-06-08","12:00:00",16.100000000000001,0.5]
["1970-06-09","12:00:00",16.2,0.3]
["1970-06-10","12:00:00",13.1,8.9]
["1970-06-11","12:00:00",10.9,1.3]
["1970-06-12","12:00:00",10.3,0]
["1970-06-13","12:00:00",10.8,75.900000000000006]
["1970-06-14","12:00:00",14.7,9.9]
["1970-06-15","12:00:00",12.8,16.3]
["1970-06-16","12:00:00",12.8,7.4]
["1970-06-17","12:00:00",13.1,0]
["1970-06-18","12:00:00",17,0]
["1970-06-19","12:00:00",15.3,0]
["1970-06-20","12:00:00",18.899999999999999,0]
["1970-06-21","12:00:00",20.9,0.5]
["1970-06-22","12:00:00",17.5,0]
["1970-06-23","12:00:00",17.3,0]
["1970-06-24","12:00:00",17.5,0]
["1970-06-25","12:00:00",17.5,0]
["1970-06-26","12:00:00",19.7,0]
["1970-06-27","12:00:00",19.5,0]
["1970-06-28","12:00:00",13.9,0.3]
["1970-06-29","12:00:00",10.6,14.2]
["1970-06-30","12:00:00",8.6,18.8]
["1970-07-01","12:00:00",15.6,0]
["1970-07-02","12:00:00",14.8,0]
["1970-07-03","12:00:00",17.8,0]
["1970-07-04","12:00:00",20.8,0]
["1970-07-05","12:00:00",20,0]
["1970-07-06","12:00:00",20.8,0]
["1970-07-07","12:00:00",20.6,0]
["1970-07-08","12:00:00",21.2,0]
["1970-07-09","12:00:00",21.4,0]
["1970-07-10","12:00:00",20.6,0]
["1970-07-11","12:00:00",18.3,6.4]
["1970-07-12","12:00:00",13.6,6.6]
["1970-07-13","12:00:00",14.7,0]
["1970-07-14","12:00:00",17,0]
["1970-07-15","12:00:00",20.3,0]
["1970-07-16","12:00:00",23.1,0]
["1970-07-17","12:00:00",19.5,6.6]
["1970-07-18","12:00:00",15.9,0]
["1970-07-19","12:00:00",19.2,0]
["1970-07-20","12:00:00",19.5,0.8]
["1970-07-21","12:00:00",17,9.6999999999999993]
["1970-07-22","12:00:00",16.100000000000001,0]
["1970-07-23","12:00:00",15.8,0]
["1970-07-24","12:00:00",16.7,0]
["1970-07-25","12:00:00",14.5,13]
["1970-07-26","12:00:00",16.100000000000001,0]
["1970-07-27","12:00:00",16.399999999999999,14]
["1970-07-28","12:00:00",18.399999999999999,0.3]
["1970-07-29","12:00:00",14.5,0]
["1970-07-30","12:00:00",13.9,0.3]
["1970-07-31","12:00:00",16.399999999999999,0]
["1970-08-01","12:00:00",17,0]
["1970-08-02","12:00:00",17.3,0]
["1970-08-03","12:00:00",17.5,0]
["1970-08-04","12:00:00",18.600000000000001,0]
["1970-08-05","12:00:00",22.3,0]
["1970-08-06","12:00:00",24.2,0]
["1970-08-07","12:00:00",21.1,0]
["1970-08-08","12:00:00",15.3,3.6]
["1970-08-09","12:00:00",15.3,0]
["1970-08-10","12:00:00",18.899999999999999,0]
["1970-08-11","12:00:00",19.2,0]
["1970-08-12","12:00:00",19.7,0]
["1970-08-13","12:00:00",15.3,0]
["1970-08-14","12:00:00",12.5,0]
["1970-08-15","12:00:00",15.3,0]
["1970-08-16","12:00:00",19.2,0]
["1970-08-17","12:00:00",13.9,0]
["1970-08-18","12:00:00",11.7,0]
["1970-08-19","12:00:00",13.9,0]
["1970-08-20","12:00:00",15.9,0]
["1970-08-21","12:00:00",17.5,0]
["1970-08-22","12:00:00",19.2,0]
["1970-08-23","12:00:00",18.3,0]
["1970-08-24","12:00:00",17.2,0]
["1970-08-25","12:00:00",18.100000000000001,0]
["1970-08-26","12:00:00",13.9,2.5]
["1970-08-27","12:00:00",16.7,0]
["1970-08-28","12:00:00",10.9,0.3]
["1970-08-29","12:00:00",9.1999999999999993,0.3]
["1970-08-30","12:00:00",14.5,0]
["1970-08-31","12:00:00",17.8,0]
["1970-09-01","12:00:00",16.7,5.3]
["1970-09-02","12:00:00",13.4,0.8]
["1970-09-03","12:00:00",15.3,0]
["1970-09-04","12:00:00",12.8,0]
["1970-09-05","12:00:00",12.5,0]
["1970-09-06","12:00:00",11.7,0.8]
["1970-09-07","12:00:00",10.6,0.3]
["1970-09-08","12:00:00",6.7,3.3]
["1970-09-09","12:00:00",8.1,0]
["1970-09-10","12:00:00",5.6,2.2999999999999998]
["1970-09-11","12:00:00",-1.1000000000000001,2]
["1970-09-12","12:00:00",-0.9,0]
["1970-09-13","12:00:00",0.6,0]
["1970-09-14","12:00:00",3.6,0]
["1970-09-15","12:00:00",9.8000000000000007,0]
["1970-09-16","12:00:00",11.1,0]
["1970-09-17","12:00:00",13.1,0]
["1970-09-18","12:00:00",11.7,0]
["1970-09-19","12:00:00",10,0]
["1970-09-20","12:00:00",8.6,3]
["1970-09-21","12:00:00",8.6999999999999993,0]
["1970-09-22","12:00:00",11.7,0]
["1970-09-23","12:00:00",5,5.6]
["1970-09-24","12:00:00",3.9,0]
["1970-09-25","12:00:00",6.4,0]
["1970-09-26","12:00:00",13.9,0]
["1970-09-27","12:00:00",16.7,0]
["1970-09-28","12:00:00",16.399999999999999,0]
["1970-09-29","12:00:00",17,0]
["1970-09-30","12:00:00",16.399999999999999,0]
["1970-10-01","12:00:00",15.6,0]
["1970-10-02","12:00:00",10.9,0]
["1970-10-03","12:00:00",15.3,0]
["1970-10-04","12:00:00",15.6,0]
["1970-10-05","12:00:00",1.7,18.3]
["1970-10-06","12:00:00",-5.6,1]
["1970-10-07","12:00:00",-3.6,0.3]
["1970-10-08","12:00:00",1.7,0.3]
["1970-10-09","12:00:00",-0.3,1.5]
["1970-10-10","12:00:00",3.4,0]
["1970-10-11","12:00:00",8.1,0]
["1970-10-12","12:00:00",3.1,1.3]
["1970-10-13","12:00:00",0.3,0.3]
["1970-10-14","12:00:00",1.1000000000000001,0]
["1970-10-15","12:00:00",7,0]
["1970-10-16","12:00:00",11.2,0]
["1970-10-17","12:00:00",7.2,0]
["1970-10-18","12:00:00",12,0]
["1970-10-19","12:00:00",9.1999999999999993,0]
["1970-10-20","12:00:00",8.1,0]
["1970-10-21","12:00:00",4.4000000000000004,0.3]
["1970-10-22","12:00:00",3.1,0]
["1970-10-23","12:00:00",4.7,0]
["1970-10-24","12:00:00",2.2999999999999998,0]
["1970-10-25","12:00:00",0.9,0]
["1970-10-26","12:00:00",-0.3,1]
["1970-10-27","12:00:00",0.9,0]
["1970-10-28","12:00:00",2.8,0]
["1970-10-29","12:00:00",5.6,0]
["1970-10-30","12:00:00",4.2,0]
["1970-10-31","12:00:00",0,0]
["1970-11-01","12:00:00",-2.5,0]
["1970-11-02","12:00:00",-0.9,0]
["1970-11-03","12:00:00",-2.8,0]
["1970-11-04","12:00:00",-2.5,0]
["1970-11-05","12:00:00",3.9,0]
["1970-11-06","12:00:00",-3.9,0]
["1970-11-07","12:00:00",3.9,0]
["1970-11-08","12:00:00",3.9,0]
["1970-11-09","12:00:00",-0.6,1.8]
["1970-11-10","12:00:00",-5.8,0.5]
["1970-11-11","12:00:00",-2,0.5]
["1970-11-12","12:00:00",-3.4,7.6]
["1970-11-13","12:00:00",-3.9,0.8]
["1970-11-14","12:00:00",-2.8,0]
["1970-11-15","12:00:00",3.6,0]
["1970-11-16","12:00:00",3.6,0]
["1970-11-17","12:00:00",-2,0]
["1970-11-18","12:00:00",-2.8,0]
["1970-11-19","12:00:00",-7.8,0.5]
["1970-11-20","12:00:00",-15,1]
["1970-11-21","12:00:00",-18.899999999999999,0.3]
["1970-11-22","12:00:00",-17,0]
["1970-11-23","12:00:00",-12.8,0]
["1970-11-24","12:00:00",-6.4,1.3]
["1970-11-25","12:00:00",-19.7,0]
["1970-11-26","12:00:00",-20.9,0.3]
["1970-11-27","12:00:00",-22.8,2.2999999999999998]
["1970-11-28","12:00:00",-13.9,0]
["1970-11-29","12:00:00",-12.3,0]
["1970-11-30","12:00:00",-17,0.3]
["1970-12-01","12:00:00",-24.7,0.8]
["1970-12-02","12:00:00",-26.9,0.5]
["1970-12-03","12:00:00",-27.5,0]
["1970-12-04","12:00:00",-23.6,0]
["1970-12-05","12:00:00",-21.1,0]
["1970-12-06","12:00:00",-6.4,0]
["1970-12-07","12:00:00",-11.9,0]
["1970-12-08","12:00:00",-16.2,0]
["1970-12-09","12:00:00",-13.1,0]
["1970-12-10","12:00:00",-7,0]
["1970-12-11","12:00:00",-2.2000000000000002,0]
["1970-12-12","12:00:00",-1.7,0]
["1970-12-13","12:00:00",-6.1,0]
["1970-12-14","12:00:00",-4.8,0]
["1970-12-15","12:00:00",-4.8,0]
["1970-12-16","12:00:00",-12.8,5.0999999999999996]
["1970-12-17","12:00:00",-20.6,1.3]
["1970-12-18","12:00:00",-21.4,1]
["1970-12-19","12:00:00",-24.7,0]
["1970-12-20","12:00:00",-24.8,0.5]
["1970-12-21","12:00:00",-19.8,0.3]
["1970-12-22","12:00:00",-16.399999999999999,0.3]
["1970-12-23","12:00:00",-8.3000000000000007,0]
["1970-12-24","12:00:00",-8.4,0]
["1970-12-25","12:00:00",-4.5,0]
["1970-12-26","12:00:00",-6.4,0]
["1970-12-27","12:00:00",-3.9,0]
["1970-12-28","12:00:00",-5.3,0]
["1970-12-29","12:00:00",-3.6,0]
["1970-12-30","12:00:00",-4.5,0]
["1970-12-31","12:00:00",-5.6,0]
["1971-01-01","12:00:00",-8.9,0.3]
["1971-01-02","12:00:00",-10.9,0]
["1971-01-03","12:00:00",-16.100000000000001,0]
["1971-01-04","12:00:00",-16.7,0]
["1971-01-05","12:00:00",-10.9,1]
["1971-01-06","12:00:00",-3.6,0.8]
["1971-01-07","12:00:00",2,2.5]
["1971-01-08","12:00:00",-12.2,1.3]
["1971-01-09","12:00:00",-22,1.3]
["1971-01-10","12:00:00",-27.8,0.5]
["1971-01-11","12:00:00",-32.799999999999997,0.5]
["1971-01-12","12:00:00",-32,0.8]
["1971-01-13","12:00:00",-32.200000000000003,0]
["1971-01-14","12:00:00",-32.799999999999997,0]
["1971-01-15","12:00:00",-25.3,0.3]
["1971-01-16","12:00:00",-11.7,0]
["1971-01-17","12:00:00",-16.100000000000001,1.3]
["1971-01-18","12:00:00",-4.7,0]
["1971-01-19","12:00:00",2.8,0.3]
["1971-01-20","12:00:00",-5.6,0]
["1971-01-21","12:00:00",-10.6,0]
["1971-01-22","12:00:00",-10.3,0]
["1971-01-23","12:00:00",-10,0.5]
["1971-01-24","12:00:00",-14.8,3.3]
["1971-01-25","12:00:00",-13.3,1.5]
["1971-01-26","12:00:00",-7.8,0.3]
["1971-01-27","12:00:00",-2.2000000000000002,0]
["1971-01-28","12:00:00",-0.6,0]
["1971-01-29","12:00:00",-7.3,0.8]
["1971-01-30","12:00:00",-19.5,6.6]
["1971-01-31","12:00:00",-17,0.5]
["1971-02-01","12:00:00",-9.5,1]
["1971-02-02","12:00:00",-7,0]
["1971-02-03","12:00:00",-9.5,4.0999999999999996]
["1971-02-04","12:00:00",-15,0]
["1971-02-05","12:00:00",-16.100000000000001,0]
["1971-02-06","12:00:00",-15.6,0.3]
["1971-02-07","12:00:00",-5.3,0]
["1971-02-08","12:00:00",-3.1,0]
["1971-02-09","12:00:00",3.6,0]
["1971-02-10","12:00:00",3.6,0]
["1971-02-11","12:00:00",-1.7,0]
["1971-02-12","12:00:00",3.9,0]
["1971-02-13","12:00:00",3.9,0]
["1971-02-14","12:00:00",3.6,0]
["1971-02-15","12:00:00",1.7,0]
["1971-02-16","12:00:00",0.8,0]
["1971-02-17","12:00:00",-2.2999999999999998,0]
["1971-02-18","12:00:00",-2.5,0]
["1971-02-19","12:00:00",-5.9,0]
["1971-02-20","12:00:00",-6.7,0]
["1971-02-21","12:00:00",-3.3,0]
["1971-02-22","12:00:00",1.4,0]
["1971-02-23","12:00:00",0.9,0]
["1971-02-24","12:00:00",0,0]
["1971-02-25","12:00:00",-5.3,2]
["1971-02-26","12:00:00",-9.1999999999999993,1.3]
["1971-02-27","12:00:00",-13.9,0]
["1971-02-28","12:00:00",-16.100000000000001,1.8]
["1971-03-01","12:00:00",-16.7,0]
["1971-03-02","12:00:00",-5.3,0]
["1971-03-03","12:00:00",-3.9,0]
["1971-03-04","12:00:00",-9.6999999999999993,0]
["1971-03-05","12:00:00",-12.5,0]
["1971-03-06","12:00:00",-7,0]
["1971-03-07","12:00:00",-1.7,0]
["1971-03-08","12:00:00",-1.4,0]
["1971-03-09","12:00:00",-0.6,0]
["1971-03-10","12:00:00",1.4,0]
["1971-03-11","12:00:00",1.1000000000000001,0]
["1971-03-12","12:00:00",1.7,0]
["1971-03-13","12:00:00",0.9,0]
["1971-03-14","12:00:00",-0.3,0]
["1971-03-15","12:00:00",2,0]
["1971-03-16","12:00:00",0,1]
["1971-03-17","12:00:00",-3.1,0]
["1971-03-18","12:00:00",-2.8,0]
["1971-03-19","12:00:00",0,0]
["1971-03-20","12:00:00",-8.4,3.8]
["1971-03-21","12:00:00",-14.2,0.3]
["1971-03-22","12:00:00",-14.2,0.8]
["1971-03-23","12:00:00",-10.6,0.5]
["1971-03-24","12:00:00",-9.5,2.8]
["1971-03-25","12:00:00",-12.8,1.5]
["1971-03-26","12:00:00",-11.1,4.0999999999999996]
["1971-03-27","12:00:00",-7.5,0]
["1971-03-28","12:00:00",-3.3,0]
["1971-03-29","12:00:00",-0.6,0]
["1971-03-30","12:00:00",-4.2,10.9]
["1971-03-31","12:00:00",-5.9,1.5]
["1971-04-01","12:00:00",-2.8,0]
["1971-04-02","12:00:00",0.3,0]
["1971-04-03","12:00:00",-0.3,0]
["1971-04-04","12:00:00",1.1000000000000001,0]
["1971-04-05","12:00:00",7.8,0]
["1971-04-06","12:00:00",9.5,0]
["1971-04-07","12:00:00",5,3.3]
["1971-04-08","12:00:00",3.6,0]
["1971-04-09","12:00:00",5.3,0]
["1971-04-10","12:00:00",2.5,0]
["1971-04-11","12:00:00",0,0]
["1971-04-12","12:00:00",3.1,0]
["1971-04-13","12:00:00",5,0]
["1971-04-14","12:00:00",10.3,0]
["1971-04-15","12:00:00",3.6,1.3]
["1971-04-16","12:00:00",0.6,0]
["1971-04-17","12:00:00",0.6,0]
["1971-04-18","12:00:00",5,0]
["1971-04-19","12:00:00",6.4,0]
["1971-04-20","12:00:00",7,0]
["1971-04-21","12:00:00",8.6,5.6]
["1971-04-22","12:00:00",7.3,0]
["1971-04-23","12:00:00",8.6999999999999993,0.5]
["1971-04-24","12:00:00",10,5.6]
["1971-04-25","12:00:00",5.6,0]
["1971-04-26","12:00:00",3.1,0]
["1971-04-27","12:00:00",2.5,0]
["1971-04-28","12:00:00",2.2000000000000002,1.8]
["1971-04-29","12:00:00",3.4,0]
["1971-04-30","12:00:00",6.4,0]
["1971-05-01","12:00:00",10,0]
["1971-05-02","12:00:00",9.1999999999999993,0]
["1971-05-03","12:00:00",10.3,0]
["1971-05-04","12:00:00",13.1,0]
["1971-05-05","12:00:00",9.1999999999999993,5.0999999999999996]
["1971-05-06","12:00:00",8.4,0]
["1971-05-07","12:00:00",12.3,0]
["1971-05-08","12:00:00",14.7,0]
["1971-05-09","12:00:00",8.9,0]
["1971-05-10","12:00:00",8.6,0]
["1971-05-11","12:00:00",13.6,0]
["1971-05-12","12:00:00",15.3,0]
["1971-05-13","12:00:00",14.2,0]
["1971-05-14","12:00:00",7.3,0]
["1971-05-15","12:00:00",7.3,0]
["1971-05-16","12:00:00",5.3,4.3]
["1971-05-17","12:00:00",6.7,1.8]
["1971-05-18","12:00:00",7.2,0]
["1971-05-19","12:00:00",8.6999999999999993,0]
["1971-05-20","12:00:00",11.2,0]
["1971-05-21","12:00:00",10.3,1]
["1971-05-22","12:00:00",10.9,0]
["1971-05-23","12:00:00",12.8,0]
["1971-05-24","12:00:00",14.2,0.8]
["1971-05-25","12:00:00",14.7,0]
["1971-05-26","12:00:00",15.9,0]
["1971-05-27","12:00:00",13.9,2.8]
["1971-05-28","12:00:00",9.5,0]
["1971-05-29","12:00:00",13.4,0]
["1971-05-30","12:00:00",12.2,0.5]
["1971-05-31","12:00:00",7.5,1.8]
["1971-06-01","12:00:00",11.1,0]
["1971-06-02","12:00:00",12.3,0]
["1971-06-03","12:00:00",15,0]
["1971-06-04","12:00:00",12,9.9]
["1971-06-05","12:00:00",13.3,32.299999999999997]
["1971-06-06","12:00:00",11.1,20.3]
["1971-06-07","12:00:00",14.2,0]
["1971-06-08","12:00:00",13.4,13.5]
["1971-06-09","12:00:00",10.6,0.3]
["1971-06-10","12:00:00",14.2,0.3]
["1971-06-11","12:00:00",14.8,0]
["1971-06-12","12:00:00",14.8,0]
["1971-06-13","12:00:00",13.4,7.4]
["1971-06-14","12:00:00",9.6999999999999993,0]
["1971-06-15","12:00:00",13.9,0]
["1971-06-16","12:00:00",11.2,0]
["1971-06-17","12:00:00",12.8,0.8]
["1971-06-18","12:00:00",12.2,0]
["1971-06-19","12:00:00",14.2,2.2999999999999998]
["1971-06-20","12:00:00",16.100000000000001,0]
["1971-06-21","12:00:00",16.899999999999999,0]
["1971-06-22","12:00:00",17.5,0]
["1971-06-23","12:00:00",16.399999999999999,4.5999999999999996]
["1971-06-24","12:00:00",14.2,0]
["1971-06-25","12:00:00",16.100000000000001,0]
["1971-06-26","12:00:00",10.6,0]
["1971-06-27","12:00:00",9.5,3.6]
["1971-06-28","12:00:00",10.8,0]
["1971-06-29","12:00:00",12,0]
["1971-06-30","12:00:00",14.5,0]
["1971-07-01","12:00:00",16.100000000000001,0]
["1971-07-02","12:00:00",10.6,0.3]
["1971-07-03","12:00:00",9.6999999999999993,0.3]
["1971-07-04","12:00:00",12.5,0]
["1971-07-05","12:00:00",13.4,1]
["1971-07-06","12:00:00",9.5,14]
["1971-07-07","12:00:00",10.9,6.9]
["1971-07-08","12:00:00",12.5,0]
["1971-07-09","12:00:00",16.2,3]
["1971-07-10","12:00:00",13.9,14.7]
["1971-07-11","12:00:00",13.1,0]
["1971-07-12","12:00:00",13.6,0]
["1971-07-13","12:00:00",15.6,0]
["1971-07-14","12:00:00",17.2,0]
["1971-07-15","12:00:00",21.4,0]
["1971-07-16","12:00:00",18.399999999999999,0]
["1971-07-17","12:00:00",18.399999999999999,0]
["1971-07-18","12:00:00",18.899999999999999,0]
["1971-07-19","12:00:00",20,0]
["1971-07-20","12:00:00",22,0]
["1971-07-21","12:00:00",20.6,5.0999999999999996]
["1971-07-22","12:00:00",19.8,0]
["1971-07-23","12:00:00",20.6,11.2]
["1971-07-24","12:00:00",13.9,0]
["1971-07-25","12:00:00",12.5,0]
["1971-07-26","12:00:00",17.3,0]
["1971-07-27","12:00:00",15.3,12.4]
["1971-07-28","12:00:00",15,4.0999999999999996]
["1971-07-29","12:00:00",16.100000000000001,0]
["1971-07-30","12:00:00",19.7,0.5]
["1971-07-31","12:00:00",20.3,0]
["1971-08-01","12:00:00",23.1,0]
["1971-08-02","12:00:00",23.9,0]
["1971-08-03","12:00:00",22.5,0]
["1971-08-04","12:00:00",20.6,0]
["1971-08-05","12:00:00",22.8,0]
["1971-08-06","12:00:00",22.5,0]
["1971-08-07","12:00:00",23.1,0]
["1971-08-08","12:00:00",24.5,0]
["1971-08-09","12:00:00",18.7,0]
["1971-08-10","12:00:00",20.9,0]
["1971-08-11","12:00:00",21.7,0]
["1971-08-12","12:00:00",21.2,0.3]
["1971-08-13","12:00:00",15.3,0]
["1971-08-14","12:00:00",21.4,0]
["1971-08-15","12:00:00",17.5,0]
["1971-08-16","12:00:00",18.399999999999999,0.5]
["1971-08-17","12:00:00",14.5,0]
["1971-08-18","12:00:00",17.8,0]
["1971-08-19","12:00:00",19.399999999999999,0]
["1971-08-20","12:00:00",21.7,0]
["1971-08-21","12:00:00",24.2,0]
["1971-08-22","12:00:00",18.899999999999999,10.7]
["1971-08-23","12:00:00",15.9,11.4]
["1971-08-24","12:00:00",18.100000000000001,0]
["1971-08-25","12:00:00",18.100000000000001,0]
["1971-08-26","12:00:00",15.6,0]
["1971-08-27","12:00:00",17.8,0]
["1971-08-28","12:00:00",15.3,0]
["1971-08-29","12:00:00",18.100000000000001,0.8]
["1971-08-30","12:00:00",16.399999999999999,5.3]
["1971-08-31","12:00:00",17.5,0.8]
["1971-09-01","12:00:00",15.3,0.5]
["1971-09-02","12:00:00",12,0]
["1971-09-03","12:00:00",11.7,0]
["1971-09-04","12:00:00",14.5,0]
["1971-09-05","12:00:00",18.899999999999999,0]
["1971-09-06","12:00:00",12.8,0.8]
["1971-09-07","12:00:00",12,0]
["1971-09-08","12:00:00",17.8,0]
["1971-09-09","12:00:00",10.6,9.4]
["1971-09-10","12:00:00",15.6,0]
["1971-09-11","12:00:00",11.2,6.4]
["1971-09-12","12:00:00",11.1,0]
["1971-09-13","12:00:00",8.1,2.5]
["1971-09-14","12:00:00",7.8,0]
["1971-09-15","12:00:00",6.2,0]
["1971-09-16","12:00:00",3.6,1.8]
["1971-09-17","12:00:00",5.3,0]
["1971-09-18","12:00:00",11.4,0]
["1971-09-19","12:00:00",5,7.9]
["1971-09-20","12:00:00",4.2,0.5]
["1971-09-21","12:00:00",7.5,0]
["1971-09-22","12:00:00",10.3,0]
["1971-09-23","12:00:00",10.3,0]
["1971-09-24","12:00:00",12.5,0]
["1971-09-25","12:00:00",6.4,6.6]
["1971-09-26","12:00:00",3.9,3]
["1971-09-27","12:00:00",2.8,0]
["1971-09-28","12:00:00",6.4,0]
["1971-09-29","12:00:00",1.7,0.8]
["1971-09-30","12:00:00",3.1,0.3]
["1971-10-01","12:00:00",7.2,0]
["1971-10-02","12:00:00",9.5,0]
["1971-10-03","12:00:00",12.8,0]
["1971-10-04","12:00:00",13.7,0]
["1971-10-05","12:00:00",16.100000000000001,0]
["1971-10-06","12:00:00",15,0]
["1971-10-07","12:00:00",6.1,0]
["1971-10-08","12:00:00",11.9,0]
["1971-10-09","12:00:00",16.399999999999999,0]
["1971-10-10","12:00:00",10.6,0]
["1971-10-11","12:00:00",10.3,1.3]
["1971-10-12","12:00:00",7.8,0]
["1971-10-13","12:00:00",6.7,17]
["1971-10-14","12:00:00",-2.2999999999999998,0.5]
["1971-10-15","12:00:00",-3.6,0.3]
["1971-10-16","12:00:00",-2.8,0]
["1971-10-17","12:00:00",-0.3,0]
["1971-10-18","12:00:00",2.8,0]
["1971-10-19","12:00:00",5,0]
["1971-10-20","12:00:00",4.5,0]
["1971-10-21","12:00:00",2.5,0]
["1971-10-22","12:00:00",7.8,0]
["1971-10-23","12:00:00",6.1,0]
["1971-10-24","12:00:00",5,0]
["1971-10-25","12:00:00",7.8,0]
["1971-10-26","12:00:00",-0.6,4.5999999999999996]
["1971-10-27","12:00:00",-12.3,0]
["1971-10-28","12:00:00",-12,0]
["1971-10-29","12:00:00",-5.3,0]
["1971-10-30","12:00:00",-1.7,1.8]
["1971-10-31","12:00:00",-3.6,0.3]
["1971-11-01","12:00:00",-0.6,0]
["1971-11-02","12:00:00",-3.1,0]
["1971-11-03","12:00:00",1.1000000000000001,0]
["1971-11-04","12:00:00",-5.3,0.3]
["1971-11-05","12:00:00",-12,0]
["1971-11-06","12:00:00",-12,0]
["1971-11-07","12:00:00",-1.1000000000000001,0]
["1971-11-08","12:00:00",2.8,0]
["1971-11-09","12:00:00",3.6,0]
["1971-11-10","12:00:00",4.5,0]
["1971-11-11","12:00:00",1.7,0]
["1971-11-12","12:00:00",1.4,0]
["1971-11-13","12:00:00",-1.7,0]
["1971-11-14","12:00:00",2.8,0]
["1971-11-15","12:00:00",-3.4,0]
["1971-11-16","12:00:00",0,0]
["1971-11-17","12:00:00",-1.4,0.3]
["1971-11-18","12:00:00",0.8,0.3]
["1971-11-19","12:00:00",11.2,0]
["1971-11-20","12:00:00",2.5,0]
["1971-11-21","12:00:00",5,0]
["1971-11-22","12:00:00",0.9,0]
["1971-11-23","12:00:00",-5.3,0]
["1971-11-24","12:00:00",-7.3,0]
["1971-11-25","12:00:00",-8.4,0]
["1971-11-26","12:00:00",-9.1999999999999993,0]
["1971-11-27","12:00:00",-8.1,0.3]
["1971-11-28","12:00:00",-9.5,0.3]
["1971-11-29","12:00:00",-5.9,0.3]
["1971-11-30","12:00:00",-5.6,0]
["1971-12-01","12:00:00",-3.3,0]
["1971-12-02","12:00:00",-0.6,0]
["1971-12-03","12:00:00",-5.6,0]
["1971-12-04","12:00:00",-7.8,0]
["1971-12-05","12:00:00",-8.1,0.3]
["1971-12-06","12:00:00",-15.9,4.8]
["1971-12-07","12:00:00",-15.9,0]
["1971-12-08","12:00:00",-7.5,0.5]
["1971-12-09","12:00:00",-7.5,0]
["1971-12-10","12:00:00",-17,0]
["1971-12-11","12:00:00",-24.8,0]
["1971-12-12","12:00:00",-23.1,0]
["1971-12-13","12:00:00",-17.3,0]
["1971-12-14","12:00:00",-10.8,0.3]
["1971-12-15","12:00:00",-23.6,0.8]
["1971-12-16","12:00:00",-13.9,0]
["1971-12-17","12:00:00",-5.3,9.1]
["1971-12-18","12:00:00",-11.7,0.8]
["1971-12-19","12:00:00",-4.7,0]
["1971-12-20","12:00:00",-13.1,0.5]
["1971-12-21","12:00:00",-19.5,1.3]
["1971-12-22","12:00:00",-23.3,0.5]
["1971-12-23","12:00:00",-29.5,1]
["1971-12-24","12:00:00",-25.3,1.8]
["1971-12-25","12:00:00",-25.6,5.8]
["1971-12-26","12:00:00",-21.1,0]
["1971-12-27","12:00:00",-13.4,0]
["1971-12-28","12:00:00",-10.8,0]
["1971-12-29","12:00:00",-13.4,0]
["1971-12-30","12:00:00",-8.6,0]
["1971-12-31","12:00:00",-3.9,0]
["1972-01-01","12:00:00",-5,3]
["1972-01-02","12:00:00",-10.9,0.8]
["1972-01-03","12:00:00",-17,0]
["1972-01-04","12:00:00",-10.6,0]
["1972-01-05","12:00:00",-2.2000000000000002,0]
["1972-01-06","12:00:00",-6.9,0]
["1972-01-07","12:00:00",-10,0]
["1972-01-08","12:00:00",-6.4,0]
["1972-01-09","12:00:00",-5.6,0.5]
["1972-01-10","12:00:00",-10,0]
["1972-01-11","12:00:00",-11.1,4.3]
["1972-01-12","12:00:00",-22.5,0.5]
["1972-01-13","12:00:00",-31.4,0]
["1972-01-14","12:00:00",-22,0]
["1972-01-15","12:00:00",-2.8,0]
["1972-01-16","12:00:00",3.1,0]
["1972-01-17","12:00:00",-11.4,0.8]
["1972-01-18","12:00:00",-27.3,0]
["1972-01-19","12:00:00",-27.8,1.5]
["1972-01-20","12:00:00",-26.1,0.5]
["1972-01-21","12:00:00",-24.5,0]
["1972-01-22","12:00:00",-23.4,0.5]
["1972-01-23","12:00:00",-25.6,1.8]
["1972-01-24","12:00:00",-30.9,0.3]
["1972-01-25","12:00:00",-32,0]
["1972-01-26","12:00:00",-32.799999999999997,0]
["1972-01-27","12:00:00",-22.2,0.3]
["1972-01-28","12:00:00",-8.1,0]
["1972-01-29","12:00:00",-6.2,0]
["1972-01-30","12:00:00",-5,0]
["1972-01-31","12:00:00",-12,2.5]
["1972-02-01","12:00:00",-15,0.3]
["1972-02-02","12:00:00",-13.4,0]
["1972-02-03","12:00:00",-15.9,2.2999999999999998]
["1972-02-04","12:00:00",-18.399999999999999,0.5]
["1972-02-05","12:00:00",-21.1,0.5]
["1972-02-06","12:00:00",-23.1,0]
["1972-02-07","12:00:00",-12,0.3]
["1972-02-08","12:00:00",-8.1,0]
["1972-02-09","12:00:00",-6.4,0]
["1972-02-10","12:00:00",-1.1000000000000001,0]
["1972-02-11","12:00:00",-1.7,0]
["1972-02-12","12:00:00",-3.1,0]
["1972-02-13","12:00:00",-1.7,0]
["1972-02-14","12:00:00",-8.9,0]
["1972-02-15","12:00:00",-3.9,0]
["1972-02-16","12:00:00",-1.4,1]
["1972-02-17","12:00:00",-7.5,0]
["1972-02-18","12:00:00",-4.8,0]
["1972-02-19","12:00:00",-11.7,0.3]
["1972-02-20","12:00:00",-14.7,3]
["1972-02-21","12:00:00",-16.100000000000001,0]
["1972-02-22","12:00:00",-18.100000000000001,2]
["1972-02-23","12:00:00",-21.4,0.5]
["1972-02-24","12:00:00",-19.5,0]
["1972-02-25","12:00:00",-19.8,1]
["1972-02-26","12:00:00",-26.1,0.5]
["1972-02-27","12:00:00",-24.5,3.6]
["1972-02-28","12:00:00",-22.5,2.8]
["1972-02-29","12:00:00",-25,3]
["1972-03-01","12:00:00",-27.8,0.3]
["1972-03-02","12:00:00",-23.7,0.3]
["1972-03-03","12:00:00",-12.8,0]
["1972-03-04","12:00:00",-10.9,0]
["1972-03-05","12:00:00",-5,0]
["1972-03-06","12:00:00",-3.1,2.8]
["1972-03-07","12:00:00",-9.1999999999999993,0.3]
["1972-03-08","12:00:00",-13.1,0]
["1972-03-09","12:00:00",-10,0]
["1972-03-10","12:00:00",1.9,0]
["1972-03-11","12:00:00",1.2,0]
["1972-03-12","12:00:00",2.2999999999999998,0]
["1972-03-13","12:00:00",5,0]
["1972-03-14","12:00:00",5.6,0]
["1972-03-15","12:00:00",7,0]
["1972-03-16","12:00:00",8.4,0]
["1972-03-17","12:00:00",7.8,0]
["1972-03-18","12:00:00",5.9,0]
["1972-03-19","12:00:00",5,0]
["1972-03-20","12:00:00",3.1,0]
["1972-03-21","12:00:00",1.4,0]
["1972-03-22","12:00:00",3.4,0]
["1972-03-23","12:00:00",3.1,1.3]
["1972-03-24","12:00:00",2.2999999999999998,0]
["1972-03-25","12:00:00",-1.7,4.5999999999999996]
["1972-03-26","12:00:00",-2.5,1.3]
["1972-03-27","12:00:00",-5.3,0]
["1972-03-28","12:00:00",-4.5,0.5]
["1972-03-29","12:00:00",-2.5,0]
["1972-03-30","12:00:00",3.9,0]
["1972-03-31","12:00:00",5,0]
["1972-04-01","12:00:00",4.8,4.3]
["1972-04-02","12:00:00",-8.1,0.3]
["1972-04-03","12:00:00",-7,0]
["1972-04-04","12:00:00",-0.3,0]
["1972-04-05","12:00:00",7.5,0]
["1972-04-06","12:00:00",7.5,0]
["1972-04-07","12:00:00",3.1,0]
["1972-04-08","12:00:00",0.9,0]
["1972-04-09","12:00:00",1.1000000000000001,0]
["1972-04-10","12:00:00",-0.3,0]
["1972-04-11","12:00:00",2,0]
["1972-04-12","12:00:00",1.4,0]
["1972-04-13","12:00:00",6.4,0]
["1972-04-14","12:00:00",9.8000000000000007,0]
["1972-04-15","12:00:00",1.4,1.5]
["1972-04-16","12:00:00",-2.5,2.8]
["1972-04-17","12:00:00",-2,2.8]
["1972-04-18","12:00:00",0.6,0]
["1972-04-19","12:00:00",6.1,0]
["1972-04-20","12:00:00",6.4,0]
["1972-04-21","12:00:00",6.4,0]
["1972-04-22","12:00:00",2.5,0]
["1972-04-23","12:00:00",0.9,0]
["1972-04-24","12:00:00",6.1,0]
["1972-04-25","12:00:00",7.5,0]
["1972-04-26","12:00:00",7.8,0]
["1972-04-27","12:00:00",13.1,0]
["1972-04-28","12:00:00",12,0]
["1972-04-29","12:00:00",5,5.0999999999999996]
["1972-04-30","12:00:00",3.9,0]
["1972-05-01","12:00:00",5,0]
["1972-05-02","12:00:00",6.4,0]
["1972-05-03","12:00:00",8.6999999999999993,0]
["1972-05-04","12:00:00",6.1,0]
["1972-05-05","12:00:00",4.8,2.2999999999999998]
["1972-05-06","12:00:00",3.3,0]
["1972-05-07","12:00:00",2.5,0]
["1972-05-08","12:00:00",4.5,0]
["1972-05-09","12:00:00",5.9,0.3]
["1972-05-10","12:00:00",9.1999999999999993,0.8]
["1972-05-11","12:00:00",8.6,0]
["1972-05-12","12:00:00",13.9,0]
["1972-05-13","12:00:00",16.100000000000001,0]
["1972-05-14","12:00:00",16.100000000000001,0]
["1972-05-15","12:00:00",12.2,0]
["1972-05-16","12:00:00",12.8,0]
["1972-05-17","12:00:00",7.8,6.6]
["1972-05-18","12:00:00",5.9,2.5]
["1972-05-19","12:00:00",8.9,0]
["1972-05-20","12:00:00",12.5,0]
["1972-05-21","12:00:00",14.8,0]
["1972-05-22","12:00:00",15.6,0]
["1972-05-23","12:00:00",11.7,0]
["1972-05-24","12:00:00",8.9,0.3]
["1972-05-25","12:00:00",5.3,18.3]
["1972-05-26","12:00:00",11.2,0]
["1972-05-27","12:00:00",11.7,0]
["1972-05-28","12:00:00",14.2,0]
["1972-05-29","12:00:00",15,0]
["1972-05-30","12:00:00",19.2,0]
["1972-05-31","12:00:00",19.2,0]
["1972-06-01","12:00:00",17.5,0]
["1972-06-02","12:00:00",13.9,0]
["1972-06-03","12:00:00",15,0]
["1972-06-04","12:00:00",18.100000000000001,0]
["1972-06-05","12:00:00",18.600000000000001,0]
["1972-06-06","12:00:00",19.399999999999999,0]
["1972-06-07","12:00:00",17.5,0]
["1972-06-08","12:00:00",15.3,4.8]
["1972-06-09","12:00:00",16.7,35.299999999999997]
["1972-06-10","12:00:00",20,22.4]
["1972-06-11","12:00:00",14.2,1.8]
["1972-06-12","12:00:00",10.3,0.8]
["1972-06-13","12:00:00",12.2,2]
["1972-06-14","12:00:00",13.9,0]
["1972-06-15","12:00:00",16.2,0]
["1972-06-16","12:00:00",18.600000000000001,0]
["1972-06-17","12:00:00",13.9,9.6999999999999993]
["1972-06-18","12:00:00",10.6,3.3]
["1972-06-19","12:00:00",13.6,0]
["1972-06-20","12:00:00",15.3,0]
["1972-06-21","12:00:00",12.5,0.5]
["1972-06-22","12:00:00",13.1,1.3]
["1972-06-23","12:00:00",11.7,24.6]
["1972-06-24","12:00:00",13.1,23.1]
["1972-06-25","12:00:00",13.1,4.5999999999999996]
["1972-06-26","12:00:00",14.2,0]
["1972-06-27","12:00:00",17,0]
["1972-06-28","12:00:00",18.600000000000001,0]
["1972-06-29","12:00:00",16.7,0]
["1972-06-30","12:00:00",10.3,6.4]
["1972-07-01","12:00:00",9.8000000000000007,0]
["1972-07-02","12:00:00",9.1999999999999993,0]
["1972-07-03","12:00:00",11.1,0]
["1972-07-04","12:00:00",13.1,0]
["1972-07-05","12:00:00",13.9,0.3]
["1972-07-06","12:00:00",16.100000000000001,2.8]
["1972-07-07","12:00:00",10.8,0.8]
["1972-07-08","12:00:00",17.8,0.3]
["1972-07-09","12:00:00",15.3,0.3]
["1972-07-10","12:00:00",11.9,0]
["1972-07-11","12:00:00",13.1,1]
["1972-07-12","12:00:00",16.100000000000001,0]
["1972-07-13","12:00:00",17,6.1]
["1972-07-14","12:00:00",14.2,5.6]
["1972-07-15","12:00:00",14.7,0.5]
["1972-07-16","12:00:00",15,1.5]
["1972-07-17","12:00:00",13.3,12.2]
["1972-07-18","12:00:00",10.3,4.3]
["1972-07-19","12:00:00",11.1,1]
["1972-07-20","12:00:00",12.2,0]
["1972-07-21","12:00:00",10.6,5.3]
["1972-07-22","12:00:00",12.2,5.8]
["1972-07-23","12:00:00",14.7,0]
["1972-07-24","12:00:00",14.2,0]
["1972-07-25","12:00:00",15.9,21.8]
["1972-07-26","12:00:00",16.399999999999999,1.5]
["1972-07-27","12:00:00",16.399999999999999,0]
["1972-07-28","12:00:00",19.8,0]
["1972-07-29","12:00:00",14.8,0]
["1972-07-30","12:00:00",17.2,0]
["1972-07-31","12:00:00",14.7,0.3]
["1972-08-01","12:00:00",13.1,2]
["1972-08-02","12:00:00",13.6,0]
["1972-08-03","12:00:00",14.8,0]
["1972-08-04","12:00:00",17.8,0]
["1972-08-05","12:00:00",17.2,0]
["1972-08-06","12:00:00",19.5,0]
["1972-08-07","12:00:00",19.5,0]
["1972-08-08","12:00:00",22,12.2]
["1972-08-09","12:00:00",19.8,6.4]
["1972-08-10","12:00:00",20,0]
["1972-08-11","12:00:00",20,0]
["1972-08-12","12:00:00",15.9,3.6]
["1972-08-13","12:00:00",15.3,3.3]
["1972-08-14","12:00:00",17,0]
["1972-08-15","12:00:00",18.100000000000001,0]
["1972-08-16","12:00:00",18.100000000000001,1]
["1972-08-17","12:00:00",16.2,6.4]
["1972-08-18","12:00:00",15.3,0]
["1972-08-19","12:00:00",16.399999999999999,0]
["1972-08-20","12:00:00",16.100000000000001,19.3]
["1972-08-21","12:00:00",14.2,0]
["1972-08-22","12:00:00",17,0]
["1972-08-23","12:00:00",17.5,0]
["1972-08-24","12:00:00",16.100000000000001,0]
["1972-08-25","12:00:00",18.399999999999999,0]
["1972-08-26","12:00:00",18.399999999999999,0]
["1972-08-27","12:00:00",19.2,0]
["1972-08-28","12:00:00",20,0]
["1972-08-29","12:00:00",17,0]
["1972-08-30","12:00:00",10.3,2.2999999999999998]
["1972-08-31","12:00:00",10,0]
["1972-09-01","12:00:00",9.6999999999999993,0]
["1972-09-02","12:00:00",13.7,0]
["1972-09-03","12:00:00",10.6,0]
["1972-09-04","12:00:00",12.8,0]
["1972-09-05","12:00:00",11.4,10.199999999999999]
["1972-09-06","12:00:00",2.2999999999999998,16.8]
["1972-09-07","12:00:00",5.9,0]
["1972-09-08","12:00:00",9.5,0]
["1972-09-09","12:00:00",8.3000000000000007,3.3]
["1972-09-10","12:00:00",9.1999999999999993,1]
["1972-09-11","12:00:00",8.1,0]
["1972-09-12","12:00:00",8.4,0]
["1972-09-13","12:00:00",11.7,0]
["1972-09-14","12:00:00",16.100000000000001,0]
["1972-09-15","12:00:00",14.2,0]
["1972-09-16","12:00:00",8.1,5.0999999999999996]
["1972-09-17","12:00:00",6.4,4.5999999999999996]
["1972-09-18","12:00:00",5,0]
["1972-09-19","12:00:00",6.4,1.3]
["1972-09-20","12:00:00",3.1,0]
["1972-09-21","12:00:00",8.1,0]
["1972-09-22","12:00:00",3.1,0]
["1972-09-23","12:00:00",-1.7,6.6]
["1972-09-24","12:00:00",-4.8,3]
["1972-09-25","12:00:00",-2.8,0]
["1972-09-26","12:00:00",-4.2,2.8]
["1972-09-27","12:00:00",-2.2999999999999998,1.5]
["1972-09-28","12:00:00",0.9,0]
["1972-09-29","12:00:00",7.8,0]
["1972-09-30","12:00:00",13.6,0]
["1972-10-01","12:00:00",12.5,0]
["1972-10-02","12:00:00",8.9,0]
["1972-10-03","12:00:00",7.5,0]
["1972-10-04","12:00:00",0.8,0]
["1972-10-05","12:00:00",2.5,0]
["1972-10-06","12:00:00",15.3,0]
["1972-10-07","12:00:00",8.9,0]
["1972-10-08","12:00:00",9.1999999999999993,0]
["1972-10-09","12:00:00",3.7,1.5]
["1972-10-10","12:00:00",-9.8000000000000007,2]
["1972-10-11","12:00:00",-5.9,0]
["1972-10-12","12:00:00",7.5,0]
["1972-10-13","12:00:00",2,2.2999999999999998]
["1972-10-14","12:00:00",2,0]
["1972-10-15","12:00:00",7.2,0]
["1972-10-16","12:00:00",5.3,0]
["1972-10-17","12:00:00",-0.9,0]
["1972-10-18","12:00:00",3.4,0]
["1972-10-19","12:00:00",8.3000000000000007,0]
["1972-10-20","12:00:00",5.6,0]
["1972-10-21","12:00:00",3.1,0]
["1972-10-22","12:00:00",3.1,0]
["1972-10-23","12:00:00",4.7,0]
["1972-10-24","12:00:00",7.3,0]
["1972-10-25","12:00:00",6.7,9.9]
["1972-10-26","12:00:00",-5.6,2.2999999999999998]
["1972-10-27","12:00:00",-10,0]
["1972-10-28","12:00:00",-7,0.5]
["1972-10-29","12:00:00",-10.6,0]
["1972-10-30","12:00:00",-4.2,0]
["1972-10-31","12:00:00",3.1,0]
["1972-11-01","12:00:00",2.5,0]
["1972-11-02","12:00:00",4.2,0]
["1972-11-03","12:00:00",-0.3,0]
["1972-11-04","12:00:00",3.3,0]
["1972-11-05","12:00:00",-3.1,3.6]
["1972-11-06","12:00:00",-3.1,0]
["1972-11-07","12:00:00",-0.3,0]
["1972-11-08","12:00:00",3.1,0]
["1972-11-09","12:00:00",2,0]
["1972-11-10","12:00:00",-2.8,0.8]
["1972-11-11","12:00:00",-3.9,0.3]
["1972-11-12","12:00:00",-3.9,0]
["1972-11-13","12:00:00",-3.1,0]
["1972-11-14","12:00:00",-3.6,0]
["1972-11-15","12:00:00",-5.9,0]
["1972-11-16","12:00:00",-4.2,0]
["1972-11-17","12:00:00",-5,0]
["1972-11-18","12:00:00",-6.2,0]
["1972-11-19","12:00:00",-6.7,0]
["1972-11-20","12:00:00",-4.8,0]
["1972-11-21","12:00:00",-2.5,0]
["1972-11-22","12:00:00",3.6,0]
["1972-11-23","12:00:00",4.7,0.3]
["1972-11-24","12:00:00",0.9,0]
["1972-11-25","12:00:00",-0.6,0]
["1972-11-26","12:00:00",-1.1000000000000001,0]
["1972-11-27","12:00:00",-5,0]
["1972-11-28","12:00:00",-4.5,0]
["1972-11-29","12:00:00",-0.6,0]
["1972-11-30","12:00:00",2.5,0.3]
["1972-12-01","12:00:00",-11.1,14.2]
["1972-12-02","12:00:00",-22.3,0.5]
["1972-12-03","12:00:00",-27.2,0]
["1972-12-04","12:00:00",-24.2,0.5]
["1972-12-05","12:00:00",-23.9,0.5]
["1972-12-06","12:00:00",-29.7,0]
["1972-12-07","12:00:00",-31.4,0.3]
["1972-12-08","12:00:00",-20.9,1]
["1972-12-09","12:00:00",-12.2,1.3]
["1972-12-10","12:00:00",-16.2,0]
["1972-12-11","12:00:00",-10,1.3]
["1972-12-12","12:00:00",-19.8,0.5]
["1972-12-13","12:00:00",-15.9,0]
["1972-12-14","12:00:00",-13.6,0]
["1972-12-15","12:00:00",-10.6,0]
["1972-12-16","12:00:00",-0.3,0]
["1972-12-17","12:00:00",-4.7,0]
["1972-12-18","12:00:00",-0.9,0]
["1972-12-19","12:00:00",-1.4,0]
["1972-12-20","12:00:00",0.6,0]
["1972-12-21","12:00:00",-1.7,0]
["1972-12-22","12:00:00",-16.7,0.5]
["1972-12-23","12:00:00",-17.8,0]
["1972-12-24","12:00:00",-7.8,0]
["1972-12-25","12:00:00",-3.9,0]
["1972-12-26","12:00:00",-1.1000000000000001,0]
["1972-12-27","12:00:00",-2.5,0.8]
["1972-12-28","12:00:00",-6.4,11.7]
["1972-12-29","12:00:00",-13.1,0.3]
["1972-12-30","12:00:00",-14.7,0.5]
["1972-12-31","12:00:00",-7.5,1.8]
["1973-01-01","12:00:00",-4.2,0]
["1973-01-02","12:00:00",-12.2,0.5]
["1973-01-03","12:00:00",-25,0.8]
["1973-01-04","12:00:00",-19.5,0.5]
["1973-01-05","12:00:00",-18.600000000000001,0.8]
["1973-01-06","12:00:00",-21.4,0.5]
["1973-01-07","12:00:00",-24.5,0]
["1973-01-08","12:00:00",-21.4,0]
["1973-01-09","12:00:00",-16.2,0.3]
["1973-01-10","12:00:00",-13.7,0]
["1973-01-11","12:00:00",-8.6999999999999993,0]
["1973-01-12","12:00:00",0.6,0]
["1973-01-13","12:00:00",3.1,0]
["1973-01-14","12:00:00",2.5,0]
["1973-01-15","12:00:00",4.8,0]
["1973-01-16","12:00:00",0.6,0]
["1973-01-17","12:00:00",0.9,0]
["1973-01-18","12:00:00",-6.4,0]
["1973-01-19","12:00:00",-3.3,0]
["1973-01-20","12:00:00",-0.3,0]
["1973-01-21","12:00:00",-2,0]
["1973-01-22","12:00:00",-2,0]
["1973-01-23","12:00:00",5,0]
["1973-01-24","12:00:00",2.5,0]
["1973-01-25","12:00:00",-4.2,0]
["1973-01-26","12:00:00",-10.3,0]
["1973-01-27","12:00:00",-11.2,0]
["1973-01-28","12:00:00",-7.2,0]
["1973-01-29","12:00:00",-0.8,0]
["1973-01-30","12:00:00",-0.3,0]
["1973-01-31","12:00:00",-0.3,0]
["1973-02-01","12:00:00",1.1000000000000001,0]
["1973-02-02","12:00:00",1.7,0]
["1973-02-03","12:00:00",-2.8,6.1]
["1973-02-04","12:00:00",-9.5,7.6]
["1973-02-05","12:00:00",-18.899999999999999,0.8]
["1973-02-06","12:00:00",-17.5,0]
["1973-02-07","12:00:00",-12,0]
["1973-02-08","12:00:00",-11.1,0]
["1973-02-09","12:00:00",-14.5,0]
["1973-02-10","12:00:00",-11.4,1.3]
["1973-02-11","12:00:00",-18.600000000000001,0.5]
["1973-02-12","12:00:00",-22,0.8]
["1973-02-13","12:00:00",-22.5,0]
["1973-02-14","12:00:00",-23.9,0]
["1973-02-15","12:00:00",-10.6,0]
["1973-02-16","12:00:00",4.2,0]
["1973-02-17","12:00:00",2.8,0]
["1973-02-18","12:00:00",-2.8,0]
["1973-02-19","12:00:00",-3.9,0]
["1973-02-20","12:00:00",-1.4,1]
["1973-02-21","12:00:00",5.3,0]
["1973-02-22","12:00:00",3.3,0]
["1973-02-23","12:00:00",-1.4,0]
["1973-02-24","12:00:00",-4.2,0.3]
["1973-02-25","12:00:00",-3.1,0.3]
["1973-02-26","12:00:00",-5.6,0]
["1973-02-27","12:00:00",0.3,0]
["1973-02-28","12:00:00",-4.2,0]
["1973-03-01","12:00:00",-1.4,0]
["1973-03-02","12:00:00",2.2999999999999998,0]
["1973-03-03","12:00:00",-1.4,0]
["1973-03-04","12:00:00",2.5,0]
["1973-03-05","12:00:00",0.3,0]
["1973-03-06","12:00:00",-1.4,0]
["1973-03-07","12:00:00",-2.8,0]
["1973-03-08","12:00:00",-0.6,0]
["1973-03-09","12:00:00",2,0]
["1973-03-10","12:00:00",-0.6,0]
["1973-03-11","12:00:00",-2.8,5.0999999999999996]
["1973-03-12","12:00:00",-2.2000000000000002,0]
["1973-03-13","12:00:00",-2,0.3]
["1973-03-14","12:00:00",-1.4,0]
["1973-03-15","12:00:00",2.2000000000000002,0]
["1973-03-16","12:00:00",4.8,0]
["1973-03-17","12:00:00",-4.2,1.8]
["1973-03-18","12:00:00",-6.1,0]
["1973-03-19","12:00:00",3.4,0]
["1973-03-20","12:00:00",2,0]
["1973-03-21","12:00:00",2.5,0]
["1973-03-22","12:00:00",1.4,0]
["1973-03-23","12:00:00",4.2,0]
["1973-03-24","12:00:00",5,0]
["1973-03-25","12:00:00",6.4,1]
["1973-03-26","12:00:00",-1.7,1.5]
["1973-03-27","12:00:00",-3.6,0]
["1973-03-28","12:00:00",-1.7,0]
["1973-03-29","12:00:00",0.6,0]
["1973-03-30","12:00:00",2.2999999999999998,0]
["1973-03-31","12:00:00",3.1,0]
["1973-04-01","12:00:00",1.7,0]
["1973-04-02","12:00:00",3.4,0]
["1973-04-03","12:00:00",6.7,0]
["1973-04-04","12:00:00",5.9,0]
["1973-04-05","12:00:00",-1.7,6.9]
["1973-04-06","12:00:00",-6.1,0.8]
["1973-04-07","12:00:00",-2.8,0]
["1973-04-08","12:00:00",-2,0]
["1973-04-09","12:00:00",1.4,0]
["1973-04-10","12:00:00",6.4,0]
["1973-04-11","12:00:00",8.1,0]
["1973-04-12","12:00:00",5.6,0]
["1973-04-13","12:00:00",-0.9,1.8]
["1973-04-14","12:00:00",-3.6,0.8]
["1973-04-15","12:00:00",1.4,0]
["1973-04-16","12:00:00",6.1,0]
["1973-04-17","12:00:00",1.1000000000000001,1.5]
["1973-04-18","12:00:00",3.3,0.5]
["1973-04-19","12:00:00",1.4,0]
["1973-04-20","12:00:00",4.7,0]
["1973-04-21","12:00:00",4.7,0]
["1973-04-22","12:00:00",6.1,3.6]
["1973-04-23","12:00:00",5,1.3]
["1973-04-24","12:00:00",4.2,0.8]
["1973-04-25","12:00:00",3.1,0.5]
["1973-04-26","12:00:00",5.3,0]
["1973-04-27","12:00:00",5.3,3.6]
["1973-04-28","12:00:00",1.1000000000000001,1.8]
["1973-04-29","12:00:00",0,1.8]
["1973-04-30","12:00:00",0.3,0.3]
["1973-05-01","12:00:00",3.6,0]
["1973-05-02","12:00:00",8.1,0]
["1973-05-03","12:00:00",10,5.3]
["1973-05-04","12:00:00",6.2,1.3]
["1973-05-05","12:00:00",8.1,0.3]
["1973-05-06","12:00:00",10.6,0]
["1973-05-07","12:00:00",8.6999999999999993,0]
["1973-05-08","12:00:00",8.1,0]
["1973-05-09","12:00:00",6.7,0]
["1973-05-10","12:00:00",5.9,0]
["1973-05-11","12:00:00",7.5,0]
["1973-05-12","12:00:00",8.1,0]
["1973-05-13","12:00:00",12.5,0]
["1973-05-14","12:00:00",13.4,0]
["1973-05-15","12:00:00",16.399999999999999,0]
["1973-05-16","12:00:00",17.8,0]
["1973-05-17","12:00:00",19.8,0]
["1973-05-18","12:00:00",14.8,0]
["1973-05-19","12:00:00",13.4,0]
["1973-05-20","12:00:00",7.5,5.3]
["1973-05-21","12:00:00",10,0.5]
["1973-05-22","12:00:00",13.3,0]
["1973-05-23","12:00:00",14.5,0]
["1973-05-24","12:00:00",15.6,0.8]
["1973-05-25","12:00:00",13.1,0.5]
["1973-05-26","12:00:00",8.1,9.4]
["1973-05-27","12:00:00",8.6,1]
["1973-05-28","12:00:00",9.5,0]
["1973-05-29","12:00:00",12.5,0]
["1973-05-30","12:00:00",15.3,0]
["1973-05-31","12:00:00",11.1,3.8]
["1973-06-01","12:00:00",8.6,8.4]
["1973-06-02","12:00:00",6.4,10.4]
["1973-06-03","12:00:00",9.5,0]
["1973-06-04","12:00:00",11.4,0]
["1973-06-05","12:00:00",14.5,0]
["1973-06-06","12:00:00",17,0]
["1973-06-07","12:00:00",15.3,0]
["1973-06-08","12:00:00",12.3,0]
["1973-06-09","12:00:00",8.6999999999999993,0.5]
["1973-06-10","12:00:00",9.6999999999999993,1.5]
["1973-06-11","12:00:00",8.6999999999999993,0]
["1973-06-12","12:00:00",14.7,0]
["1973-06-13","12:00:00",17,0]
["1973-06-14","12:00:00",11.7,23.6]
["1973-06-15","12:00:00",9.8000000000000007,8.4]
["1973-06-16","12:00:00",12.8,0]
["1973-06-17","12:00:00",10.9,19.8]
["1973-06-18","12:00:00",12.2,7.4]
["1973-06-19","12:00:00",13.6,0]
["1973-06-20","12:00:00",14.5,0]
["1973-06-21","12:00:00",17.8,0]
["1973-06-22","12:00:00",19.5,2]
["1973-06-23","12:00:00",21.7,0]
["1973-06-24","12:00:00",15.3,0]
["1973-06-25","12:00:00",15.9,0]
["1973-06-26","12:00:00",16.899999999999999,0]
["1973-06-27","12:00:00",17,0]
["1973-06-28","12:00:00",17.2,0]
["1973-06-29","12:00:00",15,4.0999999999999996]
["1973-06-30","12:00:00",10.6,0]
["1973-07-01","12:00:00",9.5,11.4]
["1973-07-02","12:00:00",15.3,0]
["1973-07-03","12:00:00",16.100000000000001,0]
["1973-07-04","12:00:00",19.5,0]
["1973-07-05","12:00:00",14.8,6.1]
["1973-07-06","12:00:00",11.7,3.8]
["1973-07-07","12:00:00",12.5,0]
["1973-07-08","12:00:00",14.5,0]
["1973-07-09","12:00:00",16.399999999999999,0]
["1973-07-10","12:00:00",20.3,0]
["1973-07-11","12:00:00",16.399999999999999,0]
["1973-07-12","12:00:00",15.3,0]
["1973-07-13","12:00:00",15.6,0]
["1973-07-14","12:00:00",17,0]
["1973-07-15","12:00:00",19.7,0.8]
["1973-07-16","12:00:00",15.9,0.8]
["1973-07-17","12:00:00",14.4,7.9]
["1973-07-18","12:00:00",15.6,3]
["1973-07-19","12:00:00",17.5,0]
["1973-07-20","12:00:00",21.2,0]
["1973-07-21","12:00:00",15.9,4.3]
["1973-07-22","12:00:00",16.7,0]
["1973-07-23","12:00:00",17.3,0]
["1973-07-24","12:00:00",13.6,0]
["1973-07-25","12:00:00",17.5,0]
["1973-07-26","12:00:00",17,0]
["1973-07-27","12:00:00",18.600000000000001,0]
["1973-07-28","12:00:00",17.2,0]
["1973-07-29","12:00:00",18.3,0]
["1973-07-30","12:00:00",20.3,0]
["1973-07-31","12:00:00",21.4,0]
["1973-08-01","12:00:00",20.6,0]
["1973-08-02","12:00:00",20,2]
["1973-08-03","12:00:00",19.5,0.3]
["1973-08-04","12:00:00",21.4,0]
["1973-08-05","12:00:00",13.7,9.6999999999999993]
["1973-08-06","12:00:00",13.1,0.8]
["1973-08-07","12:00:00",13.6,24.9]
["1973-08-08","12:00:00",16.7,0]
["1973-08-09","12:00:00",19.5,0]
["1973-08-10","12:00:00",17.3,0.5]
["1973-08-11","12:00:00",16.399999999999999,0]
["1973-08-12","12:00:00",18.899999999999999,0]
["1973-08-13","12:00:00",20,0]
["1973-08-14","12:00:00",20.3,0]
["1973-08-15","12:00:00",15.8,0]
["1973-08-16","12:00:00",20.3,0]
["1973-08-17","12:00:00",13.9,0]
["1973-08-18","12:00:00",6.2,0]
["1973-08-19","12:00:00",11.7,0]
["1973-08-20","12:00:00",12.5,0]
["1973-08-21","12:00:00",13.6,0]
["1973-08-22","12:00:00",18.399999999999999,0]
["1973-08-23","12:00:00",17.8,0]
["1973-08-24","12:00:00",10.6,19.600000000000001]
["1973-08-25","12:00:00",14.2,5.6]
["1973-08-26","12:00:00",14.2,0]
["1973-08-27","12:00:00",13.3,0]
["1973-08-28","12:00:00",13.4,0]
["1973-08-29","12:00:00",13.1,0]
["1973-08-30","12:00:00",10.6,9.6999999999999993]
["1973-08-31","12:00:00",7.2,10.7]
["1973-09-01","12:00:00",9.5,0.3]
["1973-09-02","12:00:00",11.1,0]
["1973-09-03","12:00:00",15,0]
["1973-09-04","12:00:00",13.1,0]
["1973-09-05","12:00:00",15.8,0]
["1973-09-06","12:00:00",18.100000000000001,0]
["1973-09-07","12:00:00",13.6,18.3]
["1973-09-08","12:00:00",14.2,1]
["1973-09-09","12:00:00",15.6,0]
["1973-09-10","12:00:00",15.6,0]
["1973-09-11","12:00:00",16.7,0]
["1973-09-12","12:00:00",9.5,1.5]
["1973-09-13","12:00:00",1.4,0]
["1973-09-14","12:00:00",1.4,0.3]
["1973-09-15","12:00:00",3.4,0]
["1973-09-16","12:00:00",7,0]
["1973-09-17","12:00:00",8.6,0]
["1973-09-18","12:00:00",8.4,0]
["1973-09-19","12:00:00",9.1999999999999993,3.3]
["1973-09-20","12:00:00",9.8000000000000007,1.8]
["1973-09-21","12:00:00",9.6999999999999993,0.8]
["1973-09-22","12:00:00",8.6999999999999993,0]
["1973-09-23","12:00:00",12,0]
["1973-09-24","12:00:00",10,0.3]
["1973-09-25","12:00:00",7.3,0.3]
["1973-09-26","12:00:00",10,0]
["1973-09-27","12:00:00",15.3,0]
["1973-09-28","12:00:00",15.6,0]
["1973-09-29","12:00:00",13.3,0]
["1973-09-30","12:00:00",7.3,0]
["1973-10-01","12:00:00",2.5,3.3]
["1973-10-02","12:00:00",5,1.3]
["1973-10-03","12:00:00",7,0]
["1973-10-04","12:00:00",7,0]
["1973-10-05","12:00:00",7,0]
["1973-10-06","12:00:00",8.6,0]
["1973-10-07","12:00:00",3.6,0]
["1973-10-08","12:00:00",0.9,0]
["1973-10-09","12:00:00",2.5,0]
["1973-10-10","12:00:00",2,0]
["1973-10-11","12:00:00",4.8,0]
["1973-10-12","12:00:00",6.1,0]
["1973-10-13","12:00:00",5,0]
["1973-10-14","12:00:00",3.1,0]
["1973-10-15","12:00:00",0.3,0]
["1973-10-16","12:00:00",7.3,0]
["1973-10-17","12:00:00",6.4,0]
["1973-10-18","12:00:00",8.6999999999999993,0]
["1973-10-19","12:00:00",10.6,0]
["1973-10-20","12:00:00",8.4,0]
["1973-10-21","12:00:00",5.3,0]
["1973-10-22","12:00:00",2.8,0.5]
["1973-10-23","12:00:00",2.5,0]
["1973-10-24","12:00:00",8.1,0]
["1973-10-25","12:00:00",3.7,0]
["1973-10-26","12:00:00",2.2000000000000002,0]
["1973-10-27","12:00:00",10,0]
["1973-10-28","12:00:00",10,1.5]
["1973-10-29","12:00:00",4.8,0]
["1973-10-30","12:00:00",3.1,0]
["1973-10-31","12:00:00",-2.5,0.5]
["1973-11-01","12:00:00",-5.9,2.2999999999999998]
["1973-11-02","12:00:00",-10.3,0.8]
["1973-11-03","12:00:00",-13.4,3]
["1973-11-04","12:00:00",-16.399999999999999,3.8]
["1973-11-05","12:00:00",-19.7,2.5]
["1973-11-06","12:00:00",-21.2,1.8]
["1973-11-07","12:00:00",-22.8,0]
["1973-11-08","12:00:00",-23.1,0]
["1973-11-09","12:00:00",-15.6,0.5]
["1973-11-10","12:00:00",-15.3,0]
["1973-11-11","12:00:00",-9.1999999999999993,0]
["1973-11-12","12:00:00",-5.6,0.5]
["1973-11-13","12:00:00",-2.5,0]
["1973-11-14","12:00:00",-11.1,0]
["1973-11-15","12:00:00",-11.1,0.3]
["1973-11-16","12:00:00",-11.1,1.3]
["1973-11-17","12:00:00",-15,0.5]
["1973-11-18","12:00:00",-17.5,0.8]
["1973-11-19","12:00:00",-14.4,0.3]
["1973-11-20","12:00:00",-6.1,0]
["1973-11-21","12:00:00",-11.7,0]
["1973-11-22","12:00:00",-14.7,2.2999999999999998]
["1973-11-23","12:00:00",-12,0]
["1973-11-24","12:00:00",-8.6,0.8]
["1973-11-25","12:00:00",-6.9,0.3]
["1973-11-26","12:00:00",-10.6,0]
["1973-11-27","12:00:00",-10,0]
["1973-11-28","12:00:00",-2,0.8]
["1973-11-29","12:00:00",-10.9,0.3]
["1973-11-30","12:00:00",-12,0.8]
["1973-12-01","12:00:00",-13.9,0]
["1973-12-02","12:00:00",-10.6,0.3]
["1973-12-03","12:00:00",-7.2,0]
["1973-12-04","12:00:00",-8.1,0]
["1973-12-05","12:00:00",-8.6,0]
["1973-12-06","12:00:00",1.1000000000000001,0]
["1973-12-07","12:00:00",0.6,0]
["1973-12-08","12:00:00",-5,0]
["1973-12-09","12:00:00",-3.1,0]
["1973-12-10","12:00:00",4.2,0]
["1973-12-11","12:00:00",-2.5,4.0999999999999996]
["1973-12-12","12:00:00",-13.9,0.5]
["1973-12-13","12:00:00",-19.2,0]
["1973-12-14","12:00:00",-22.3,0]
["1973-12-15","12:00:00",-10,0]
["1973-12-16","12:00:00",0.6,0]
["1973-12-17","12:00:00",-4.2,2.2999999999999998]
["1973-12-18","12:00:00",-10.6,0]
["1973-12-19","12:00:00",-5,0]
["1973-12-20","12:00:00",3.1,0]
["1973-12-21","12:00:00",0.6,0]
["1973-12-22","12:00:00",-5.6,0]
["1973-12-23","12:00:00",-6.7,0]
["1973-12-24","12:00:00",-7.5,0]
["1973-12-25","12:00:00",-3.9,0]
["1973-12-26","12:00:00",-4.8,0.3]
["1973-12-27","12:00:00",-8.9,0]
["1973-12-28","12:00:00",-11.7,0.8]
["1973-12-29","12:00:00",-15,0]
["1973-12-30","12:00:00",-12.3,0.5]
["1973-12-31","12:00:00",-13.3,0]
["1974-01-01","12:00:00",-7.2,0.5]
["1974-01-02","12:00:00",-12.8,1.3]
["1974-01-03","12:00:00",-10.3,1]
["1974-01-04","12:00:00",-15,2]
["1974-01-05","12:00:00",-17.8,0.3]
["1974-01-06","12:00:00",-7,1]
["1974-01-07","12:00:00",-13.7,2.5]
["1974-01-08","12:00:00",-20.3,0]
["1974-01-09","12:00:00",-23.9,0.3]
["1974-01-10","12:00:00",-26.4,0]
["1974-01-11","12:00:00",-25.8,0]
["1974-01-12","12:00:00",-22.8,0]
["1974-01-13","12:00:00",-23.1,0.3]
["1974-01-14","12:00:00",-25.3,1.3]
["1974-01-15","12:00:00",-9.8000000000000007,0.5]
["1974-01-16","12:00:00",-8.6,0.3]
["1974-01-17","12:00:00",-7.8,0]
["1974-01-18","12:00:00",-4.5,0]
["1974-01-19","12:00:00",-2.2000000000000002,0]
["1974-01-20","12:00:00",-7,0]
["1974-01-21","12:00:00",-9.1999999999999993,0]
["1974-01-22","12:00:00",-5.3,0]
["1974-01-23","12:00:00",-5.3,0]
["1974-01-24","12:00:00",-0.6,0]
["1974-01-25","12:00:00",-3.3,1.3]
["1974-01-26","12:00:00",-5.6,1]
["1974-01-27","12:00:00",-10.9,0]
["1974-01-28","12:00:00",-6.4,2.8]
["1974-01-29","12:00:00",-18.399999999999999,6.1]
["1974-01-30","12:00:00",-26.7,0.5]
["1974-01-31","12:00:00",-27.2,1.3]
["1974-02-01","12:00:00",-23.4,0.3]
["1974-02-02","12:00:00",-10.9,0]
["1974-02-03","12:00:00",-5.6,0]
["1974-02-04","12:00:00",-8.6,0.3]
["1974-02-05","12:00:00",-7,0.5]
["1974-02-06","12:00:00",-5.8,1.3]
["1974-02-07","12:00:00",-0.9,0]
["1974-02-08","12:00:00",1.7,0]
["1974-02-09","12:00:00",1.1000000000000001,0]
["1974-02-10","12:00:00",1.1000000000000001,0]
["1974-02-11","12:00:00",3.9,0]
["1974-02-12","12:00:00",-3.6,0]
["1974-02-13","12:00:00",-12,0.3]
["1974-02-14","12:00:00",-3.4,0]
["1974-02-15","12:00:00",-1.4,0]
["1974-02-16","12:00:00",-1.7,0]
["1974-02-17","12:00:00",-0.6,0]
["1974-02-18","12:00:00",-2,0]
["1974-02-19","12:00:00",-2.5,0]
["1974-02-20","12:00:00",-3.9,0]
["1974-02-21","12:00:00",-2.2000000000000002,0]
["1974-02-22","12:00:00",-1.7,0]
["1974-02-23","12:00:00",-3.6,0]
["1974-02-24","12:00:00",-3.1,0]
["1974-02-25","12:00:00",1.1000000000000001,0]
["1974-02-26","12:00:00",-7,0]
["1974-02-27","12:00:00",-13.7,0.8]
["1974-02-28","12:00:00",-4.5,0]
["1974-03-01","12:00:00",0,0]
["1974-03-02","12:00:00",-4.2,0.8]
["1974-03-03","12:00:00",-8.1,0]
["1974-03-04","12:00:00",0.6,0]
["1974-03-05","12:00:00",-7.5,5.3]
["1974-03-06","12:00:00",-19.8,0.3]
["1974-03-07","12:00:00",-13.1,0]
["1974-03-08","12:00:00",-11.2,0]
["1974-03-09","12:00:00",-4.4000000000000004,0]
["1974-03-10","12:00:00",1.1000000000000001,0]
["1974-03-11","12:00:00",3.3,0]
["1974-03-12","12:00:00",-7.8,0.3]
["1974-03-13","12:00:00",-7.2,0.8]
["1974-03-14","12:00:00",-10.8,0]
["1974-03-15","12:00:00",-12.3,0.3]
["1974-03-16","12:00:00",0.9,0]
["1974-03-17","12:00:00",-8.6,3.3]
["1974-03-18","12:00:00",-3.4,1.3]
["1974-03-19","12:00:00",-9.6999999999999993,0.3]
["1974-03-20","12:00:00",-5.6,0]
["1974-03-21","12:00:00",-8.9,3.3]
["1974-03-22","12:00:00",-16.2,0]
["1974-03-23","12:00:00",-13.6,0]
["1974-03-24","12:00:00",-3.9,0]
["1974-03-25","12:00:00",-8.1,0.5]
["1974-03-26","12:00:00",-9.1999999999999993,0.5]
["1974-03-27","12:00:00",-1.1000000000000001,0]
["1974-03-28","12:00:00",4.4000000000000004,0]
["1974-03-29","12:00:00",3.1,0]
["1974-03-30","12:00:00",3.3,0]
["1974-03-31","12:00:00",2.8,0.3]
["1974-04-01","12:00:00",0,0]
["1974-04-02","12:00:00",-3.1,0]
["1974-04-03","12:00:00",-1.7,0.8]
["1974-04-04","12:00:00",2.8,0]
["1974-04-05","12:00:00",2.2999999999999998,0]
["1974-04-06","12:00:00",2.2999999999999998,0.3]
["1974-04-07","12:00:00",4.2,0]
["1974-04-08","12:00:00",3.9,0]
["1974-04-09","12:00:00",2.8,0]
["1974-04-10","12:00:00",3.4,0]
["1974-04-11","12:00:00",6.4,1.5]
["1974-04-12","12:00:00",4.5,0]
["1974-04-13","12:00:00",3.1,0]
["1974-04-14","12:00:00",6.1,0]
["1974-04-15","12:00:00",9.5,0]
["1974-04-16","12:00:00",6.7,0]
["1974-04-17","12:00:00",5.9,0]
["1974-04-18","12:00:00",9.1999999999999993,0]
["1974-04-19","12:00:00",5,0]
["1974-04-20","12:00:00",5.3,4.3]
["1974-04-21","12:00:00",6.1,0]
["1974-04-22","12:00:00",10.3,0]
["1974-04-23","12:00:00",8.6,0]
["1974-04-24","12:00:00",9.6999999999999993,0]
["1974-04-25","12:00:00",13.6,0]
["1974-04-26","12:00:00",7.8,29.5]
["1974-04-27","12:00:00",1.4,13.7]
["1974-04-28","12:00:00",5.3,0.5]
["1974-04-29","12:00:00",7.2,0]
["1974-04-30","12:00:00",9.5,0]
["1974-05-01","12:00:00",4.8,2.2999999999999998]
["1974-05-02","12:00:00",0.6,0.5]
["1974-05-03","12:00:00",6.7,0]
["1974-05-04","12:00:00",11.1,0]
["1974-05-05","12:00:00",13.4,0]
["1974-05-06","12:00:00",10.3,2]
["1974-05-07","12:00:00",11.7,0]
["1974-05-08","12:00:00",8.4,0.3]
["1974-05-09","12:00:00",7.2,0.3]
["1974-05-10","12:00:00",3.4,0.5]
["1974-05-11","12:00:00",5.3,0.5]
["1974-05-12","12:00:00",4.7,7.1]
["1974-05-13","12:00:00",3.9,7.6]
["1974-05-14","12:00:00",4.7,1]
["1974-05-15","12:00:00",4.7,10.199999999999999]
["1974-05-16","12:00:00",4.5,3.3]
["1974-05-17","12:00:00",4.5,4.5999999999999996]
["1974-05-18","12:00:00",2.8,27.7]
["1974-05-19","12:00:00",4.5,1.3]
["1974-05-20","12:00:00",5.9,0]
["1974-05-21","12:00:00",8.1,0]
["1974-05-22","12:00:00",7.8,0]
["1974-05-23","12:00:00",10.6,0]
["1974-05-24","12:00:00",10,0]
["1974-05-25","12:00:00",15.6,0]
["1974-05-26","12:00:00",13.1,0]
["1974-05-27","12:00:00",6.7,1]
["1974-05-28","12:00:00",5.6,0.5]
["1974-05-29","12:00:00",4.5,0]
["1974-05-30","12:00:00",6.4,0.5]
["1974-05-31","12:00:00",7.8,0]
["1974-06-01","12:00:00",12.5,0]
["1974-06-02","12:00:00",15,0]
["1974-06-03","12:00:00",13.9,0]
["1974-06-04","12:00:00",10.3,0.8]
["1974-06-05","12:00:00",10.8,0]
["1974-06-06","12:00:00",11.1,3.3]
["1974-06-07","12:00:00",8.9,8.4]
["1974-06-08","12:00:00",10.6,2]
["1974-06-09","12:00:00",8.6,0.3]
["1974-06-10","12:00:00",10.6,0]
["1974-06-11","12:00:00",17.2,0]
["1974-06-12","12:00:00",17,0]
["1974-06-13","12:00:00",15.3,0]
["1974-06-14","12:00:00",15,0]
["1974-06-15","12:00:00",18.600000000000001,0]
["1974-06-16","12:00:00",22,0]
["1974-06-17","12:00:00",19.8,0]
["1974-06-18","12:00:00",18.100000000000001,0]
["1974-06-19","12:00:00",17,0]
["1974-06-20","12:00:00",17.5,1.5]
["1974-06-21","12:00:00",17,0]
["1974-06-22","12:00:00",19.2,1]
["1974-06-23","12:00:00",19.2,0]
["1974-06-24","12:00:00",20.6,0.3]
["1974-06-25","12:00:00",18.600000000000001,0.5]
["1974-06-26","12:00:00",16.7,0.8]
["1974-06-27","12:00:00",14.2,0]
["1974-06-28","12:00:00",12.5,0]
["1974-06-29","12:00:00",14.5,0]
["1974-06-30","12:00:00",18.399999999999999,0]
["1974-07-01","12:00:00",11.4,8.4]
["1974-07-02","12:00:00",13.1,0]
["1974-07-03","12:00:00",13.6,0]
["1974-07-04","12:00:00",15.9,0]
["1974-07-05","12:00:00",12.8,0.8]
["1974-07-06","12:00:00",12.3,10.4]
["1974-07-07","12:00:00",12,1.3]
["1974-07-08","12:00:00",10.3,5.6]
["1974-07-09","12:00:00",17.5,0]
["1974-07-10","12:00:00",16.7,0]
["1974-07-11","12:00:00",13.4,11.2]
["1974-07-12","12:00:00",15,0]
["1974-07-13","12:00:00",15.6,0]
["1974-07-14","12:00:00",16.100000000000001,0]
["1974-07-15","12:00:00",20.8,0]
["1974-07-16","12:00:00",18.3,0]
["1974-07-17","12:00:00",20.3,0]
["1974-07-18","12:00:00",21.9,0]
["1974-07-19","12:00:00",21.4,0.3]
["1974-07-20","12:00:00",18.100000000000001,0]
["1974-07-21","12:00:00",15.6,0]
["1974-07-22","12:00:00",19.5,0.5]
["1974-07-23","12:00:00",18.600000000000001,0]
["1974-07-24","12:00:00",17.8,0]
["1974-07-25","12:00:00",14.5,0]
["1974-07-26","12:00:00",15.3,0]
["1974-07-27","12:00:00",14.7,0]
["1974-07-28","12:00:00",16.7,0]
["1974-07-29","12:00:00",18.600000000000001,0]
["1974-07-30","12:00:00",19.5,0]
["1974-07-31","12:00:00",15.3,0]
["1974-08-01","12:00:00",15.9,0]
["1974-08-02","12:00:00",14.5,0]
["1974-08-03","12:00:00",19.2,0]
["1974-08-04","12:00:00",19.5,0]
["1974-08-05","12:00:00",24.5,0]
["1974-08-06","12:00:00",13.1,1.8]
["1974-08-07","12:00:00",14.2,0]
["1974-08-08","12:00:00",12.3,0]
["1974-08-09","12:00:00",13.1,0]
["1974-08-10","12:00:00",13.3,12.7]
["1974-08-11","12:00:00",12.8,3.3]
["1974-08-12","12:00:00",8.6,19.8]
["1974-08-13","12:00:00",7.2,11.9]
["1974-08-14","12:00:00",7.8,1.8]
["1974-08-15","12:00:00",13.4,0]
["1974-08-16","12:00:00",15.9,0]
["1974-08-17","12:00:00",16.899999999999999,0.8]
["1974-08-18","12:00:00",18.899999999999999,0]
["1974-08-19","12:00:00",9.1999999999999993,4.0999999999999996]
["1974-08-20","12:00:00",9.6999999999999993,0]
["1974-08-21","12:00:00",13.6,7.6]
["1974-08-22","12:00:00",14.2,0]
["1974-08-23","12:00:00",13.9,0]
["1974-08-24","12:00:00",13.1,0]
["1974-08-25","12:00:00",10.3,0]
["1974-08-26","12:00:00",11.1,0]
["1974-08-27","12:00:00",12.8,0]
["1974-08-28","12:00:00",14.5,0]
["1974-08-29","12:00:00",17.5,0]
["1974-08-30","12:00:00",11.7,0]
["1974-08-31","12:00:00",10,0.3]
["1974-09-01","12:00:00",8.4,0]
["1974-09-02","12:00:00",11.7,0]
["1974-09-03","12:00:00",13.9,0]
["1974-09-04","12:00:00",15.8,0]
["1974-09-05","12:00:00",8.9,0]
["1974-09-06","12:00:00",12,0]
["1974-09-07","12:00:00",4.2,5.6]
["1974-09-08","12:00:00",4.2,2.2999999999999998]
["1974-09-09","12:00:00",11.1,16]
["1974-09-10","12:00:00",4.2,0.3]
["1974-09-11","12:00:00",2.5,0.3]
["1974-09-12","12:00:00",7,0]
["1974-09-13","12:00:00",13.9,0]
["1974-09-14","12:00:00",16.399999999999999,0]
["1974-09-15","12:00:00",16.399999999999999,0]
["1974-09-16","12:00:00",16.2,0]
["1974-09-17","12:00:00",13.9,0]
["1974-09-18","12:00:00",9.1999999999999993,0.5]
["1974-09-19","12:00:00",8.9,0]
["1974-09-20","12:00:00",9.5,0]
["1974-09-21","12:00:00",11.4,0]
["1974-09-22","12:00:00",14.2,0]
["1974-09-23","12:00:00",13.1,0]
["1974-09-24","12:00:00",14.2,0]
["1974-09-25","12:00:00",20.3,0]
["1974-09-26","12:00:00",9.5,10.199999999999999]
["1974-09-27","12:00:00",7.8,0]
["1974-09-28","12:00:00",5,2]
["1974-09-29","12:00:00",1.1000000000000001,0]
["1974-09-30","12:00:00",-2,0]
["1974-10-01","12:00:00",5.6,0]
["1974-10-02","12:00:00",11.4,0]
["1974-10-03","12:00:00",3.9,0]
["1974-10-04","12:00:00",-2.2000000000000002,3]
["1974-10-05","12:00:00",-3.3,1.3]
["1974-10-06","12:00:00",5,0]
["1974-10-07","12:00:00",15,0]
["1974-10-08","12:00:00",15.6,0]
["1974-10-09","12:00:00",13.9,0]
["1974-10-10","12:00:00",10.9,3.3]
["1974-10-11","12:00:00",7.2,2.2999999999999998]
["1974-10-12","12:00:00",10.6,0]
["1974-10-13","12:00:00",3.6,1.3]
["1974-10-14","12:00:00",6.1,0]
["1974-10-15","12:00:00",17,0]
["1974-10-16","12:00:00",11.1,0]
["1974-10-17","12:00:00",7.2,0]
["1974-10-18","12:00:00",13.9,0]
["1974-10-19","12:00:00",13.1,0]
["1974-10-20","12:00:00",14.2,0]
["1974-10-21","12:00:00",4.5,0]
["1974-10-22","12:00:00",8.3000000000000007,0]
["1974-10-23","12:00:00",10.3,0]
["1974-10-24","12:00:00",5.6,0]
["1974-10-25","12:00:00",8.9,0]
["1974-10-26","12:00:00",7.3,0]
["1974-10-27","12:00:00",8.1,0]
["1974-10-28","12:00:00",5.9,0]
["1974-10-29","12:00:00",6.4,0]
["1974-10-30","12:00:00",2.8,0]
["1974-10-31","12:00:00",0.3,0]
["1974-11-01","12:00:00",0.9,0]
["1974-11-02","12:00:00",2.2000000000000002,0]
["1974-11-03","12:00:00",3.3,0]
["1974-11-04","12:00:00",5.6,0]
["1974-11-05","12:00:00",3.3,0]
["1974-11-06","12:00:00",5,0]
["1974-11-07","12:00:00",4.5,0]
["1974-11-08","12:00:00",0.9,0]
["1974-11-09","12:00:00",2.8,0]
["1974-11-10","12:00:00",0.6,0]
["1974-11-11","12:00:00",-1.4,0]
["1974-11-12","12:00:00",-3.9,1.8]
["1974-11-13","12:00:00",-5.9,0]
["1974-11-14","12:00:00",0,0]
["1974-11-15","12:00:00",2.2999999999999998,0]
["1974-11-16","12:00:00",3.4,0]
["1974-11-17","12:00:00",-4.4000000000000004,0]
["1974-11-18","12:00:00",-4.4000000000000004,0]
["1974-11-19","12:00:00",-2.8,0]
["1974-11-20","12:00:00",-4.5,0]
["1974-11-21","12:00:00",-1.7,3.6]
["1974-11-22","12:00:00",-9.1999999999999993,1.3]
["1974-11-23","12:00:00",-4.8,0]
["1974-11-24","12:00:00",-1.1000000000000001,0]
["1974-11-25","12:00:00",0,0]
["1974-11-26","12:00:00",-5,0]
["1974-11-27","12:00:00",-7.2,0]
["1974-11-28","12:00:00",-4.7,0]
["1974-11-29","12:00:00",-5.3,0]
["1974-11-30","12:00:00",-1.7,0]
["1974-12-01","12:00:00",-2,0]
["1974-12-02","12:00:00",-2.2000000000000002,0]
["1974-12-03","12:00:00",-2.2000000000000002,0]
["1974-12-04","12:00:00",-3.4,0]
["1974-12-05","12:00:00",4.2,0]
["1974-12-06","12:00:00",-3.1,0]
["1974-12-07","12:00:00",-2,0]
["1974-12-08","12:00:00",6.2,0]
["1974-12-09","12:00:00",1.7,0]
["1974-12-10","12:00:00",1.2,0]
["1974-12-11","12:00:00",-2,0.3]
["1974-12-12","12:00:00",-7,0.3]
["1974-12-13","12:00:00",-10,0]
["1974-12-14","12:00:00",-8.6,0]
["1974-12-15","12:00:00",-1.7,0]
["1974-12-16","12:00:00",2,0]
["1974-12-17","12:00:00",-1.9,0.5]
["1974-12-18","12:00:00",-3.3,0]
["1974-12-19","12:00:00",0.3,0]
["1974-12-20","12:00:00",0.6,0]
["1974-12-21","12:00:00",-3.9,0.3]
["1974-12-22","12:00:00",-10,2.8]
["1974-12-23","12:00:00",-11.7,0]
["1974-12-24","12:00:00",-1.4,0]
["1974-12-25","12:00:00",3.4,0]
["1974-12-26","12:00:00",-0.6,0]
["1974-12-27","12:00:00",-5.6,0]
["1974-12-28","12:00:00",-8.6,0]
["1974-12-29","12:00:00",-1.4,0]
["1974-12-30","12:00:00",-1.7,0]
["1974-12-31","12:00:00",-1.7,0]
["1975-01-01","12:00:00",0.6,0]
["1975-01-02","12:00:00",-2.5,0]
["1975-01-03","12:00:00",-3.3,0]
["1975-01-04","12:00:00",-10.3,0.3]
["1975-01-05","12:00:00",-9.1999999999999993,0]
["1975-01-06","12:00:00",-5.3,0]
["1975-01-07","12:00:00",-13.4,0.8]
["1975-01-08","12:00:00",-18.600000000000001,2.8]
["1975-01-09","12:00:00",-28.1,0]
["1975-01-10","12:00:00",-30,0]
["1975-01-11","12:00:00",-24.8,0]
["1975-01-12","12:00:00",-9.8000000000000007,0]
["1975-01-13","12:00:00",-5.6,0]
["1975-01-14","12:00:00",-7.5,0]
["1975-01-15","12:00:00",-9.8000000000000007,0]
["1975-01-16","12:00:00",-6.7,0]
["1975-01-17","12:00:00",2.2000000000000002,0]
["1975-01-18","12:00:00",0.3,0]
["1975-01-19","12:00:00",3.4,0]
["1975-01-20","12:00:00",1.7,0.8]
["1975-01-21","12:00:00",-1.7,0]
["1975-01-22","12:00:00",2.8,0]
["1975-01-23","12:00:00",4.7,0]
["1975-01-24","12:00:00",1.4,0]
["1975-01-25","12:00:00",-5.3,0]
["1975-01-26","12:00:00",-10.3,0]
["1975-01-27","12:00:00",-9.8000000000000007,0]
["1975-01-28","12:00:00",-10,1.8]
["1975-01-29","12:00:00",-12.8,0.8]
["1975-01-30","12:00:00",-16.100000000000001,0]
["1975-01-31","12:00:00",-20.9,0]
["1975-02-01","12:00:00",-22,3]
["1975-02-02","12:00:00",-23.7,3]
["1975-02-03","12:00:00",-25.9,0]
["1975-02-04","12:00:00",-27.5,0]
["1975-02-05","12:00:00",-22.5,0]
["1975-02-06","12:00:00",-12.5,0]
["1975-02-07","12:00:00",-18.399999999999999,0.8]
["1975-02-08","12:00:00",-23.1,0]
["1975-02-09","12:00:00",-18.3,0.3]
["1975-02-10","12:00:00",-23.6,1]
["1975-02-11","12:00:00",-24.5,1.3]
["1975-02-12","12:00:00",-25.3,0.3]
["1975-02-13","12:00:00",-23.6,0]
["1975-02-14","12:00:00",-19.2,0.5]
["1975-02-15","12:00:00",-10.6,0]
["1975-02-16","12:00:00",-7,1.8]
["1975-02-17","12:00:00",-8.4,0]
["1975-02-18","12:00:00",-0.6,0]
["1975-02-19","12:00:00",0.3,0]
["1975-02-20","12:00:00",-4.7,0.3]
["1975-02-21","12:00:00",-7,0]
["1975-02-22","12:00:00",0,0]
["1975-02-23","12:00:00",7.5,0]
["1975-02-24","12:00:00",0,0.3]
["1975-02-25","12:00:00",-5.8,0]
["1975-02-26","12:00:00",-2,0]
["1975-02-27","12:00:00",2.5,0]
["1975-02-28","12:00:00",-1.4,0]
["1975-03-01","12:00:00",-3.9,0.3]
["1975-03-02","12:00:00",-3.1,0]
["1975-03-03","12:00:00",1.7,0]
["1975-03-04","12:00:00",-2.5,0.5]
["1975-03-05","12:00:00",-7.2,0.3]
["1975-03-06","12:00:00",-9.5,1]
["1975-03-07","12:00:00",-15.6,0]
["1975-03-08","12:00:00",-14.2,0.3]
["1975-03-09","12:00:00",-16.7,2]
["1975-03-10","12:00:00",-11.4,0.3]
["1975-03-11","12:00:00",-9.6999999999999993,0]
["1975-03-12","12:00:00",-4.5,0]
["1975-03-13","12:00:00",-2.2999999999999998,0]
["1975-03-14","12:00:00",-0.6,0]
["1975-03-15","12:00:00",1.4,0]
["1975-03-16","12:00:00",0.6,0]
["1975-03-17","12:00:00",-1.1000000000000001,0]
["1975-03-18","12:00:00",1.7,0]
["1975-03-19","12:00:00",-2,0]
["1975-03-20","12:00:00",-1.7,0]
["1975-03-21","12:00:00",-3.4,0]
["1975-03-22","12:00:00",-6.4,8.6]
["1975-03-23","12:00:00",-8.1,6.1]
["1975-03-24","12:00:00",-6.7,0.3]
["1975-03-25","12:00:00",-9.1999999999999993,0.3]
["1975-03-26","12:00:00",-11.7,0]
["1975-03-27","12:00:00",-12.3,0]
["1975-03-28","12:00:00",-8.6,0.5]
["1975-03-29","12:00:00",0,0.5]
["1975-03-30","12:00:00",-0.8,1.5]
["1975-03-31","12:00:00",-12.5,0.3]
["1975-04-01","12:00:00",-12,0]
["1975-04-02","12:00:00",-4.7,0]
["1975-04-03","12:00:00",-8.9,0.3]
["1975-04-04","12:00:00",-12.5,2.2999999999999998]
["1975-04-05","12:00:00",-15.3,0]
["1975-04-06","12:00:00",-11.1,0.5]
["1975-04-07","12:00:00",-10.6,1.5]
["1975-04-08","12:00:00",-5,6.4]
["1975-04-09","12:00:00",-4.2,2.8]
["1975-04-10","12:00:00",-2.2000000000000002,0]
["1975-04-11","12:00:00",2,0]
["1975-04-12","12:00:00",4.5,0]
["1975-04-13","12:00:00",2.8,0]
["1975-04-14","12:00:00",-0.3,0]
["1975-04-15","12:00:00",-0.3,0]
["1975-04-16","12:00:00",2.5,0]
["1975-04-17","12:00:00",2.2000000000000002,0]
["1975-04-18","12:00:00",4.8,0]
["1975-04-19","12:00:00",7.2,0]
["1975-04-20","12:00:00",2.5,0.3]
["1975-04-21","12:00:00",3.9,0]
["1975-04-22","12:00:00",4.8,0]
["1975-04-23","12:00:00",6.7,0]
["1975-04-24","12:00:00",6.4,0]
["1975-04-25","12:00:00",7.5,0.8]
["1975-04-26","12:00:00",6.7,0]
["1975-04-27","12:00:00",4.5,0.8]
["1975-04-28","12:00:00",4.2,0]
["1975-04-29","12:00:00",2.2000000000000002,0]
["1975-04-30","12:00:00",2.8,0]
["1975-05-01","12:00:00",3.4,0]
["1975-05-02","12:00:00",5.6,0]
["1975-05-03","12:00:00",8.9,0]
["1975-05-04","12:00:00",2.8,16.3]
["1975-05-05","12:00:00",1.4,14]
["1975-05-06","12:00:00",3.4,4.8]
["1975-05-07","12:00:00",4.5,6.6]
["1975-05-08","12:00:00",5.9,0.8]
["1975-05-09","12:00:00",8.9,3.3]
["1975-05-10","12:00:00",7.8,0]
["1975-05-11","12:00:00",10.3,0]
["1975-05-12","12:00:00",12.8,0]
["1975-05-13","12:00:00",9.8000000000000007,0]
["1975-05-14","12:00:00",13.9,0]
["1975-05-15","12:00:00",13.9,0.5]
["1975-05-16","12:00:00",9.8000000000000007,1.3]
["1975-05-17","12:00:00",10.8,0]
["1975-05-18","12:00:00",8.9,1.8]
["1975-05-19","12:00:00",3.1,1]
["1975-05-20","12:00:00",7.2,0]
["1975-05-21","12:00:00",9.5,0]
["1975-05-22","12:00:00",8.9,0]
["1975-05-23","12:00:00",8.4,0]
["1975-05-24","12:00:00",6.1,2.2999999999999998]
["1975-05-25","12:00:00",7.5,6.6]
["1975-05-26","12:00:00",7.3,2.5]
["1975-05-27","12:00:00",8.6,0]
["1975-05-28","12:00:00",9.5,0]
["1975-05-29","12:00:00",11.7,6.4]
["1975-05-30","12:00:00",12.3,0]
["1975-05-31","12:00:00",13.6,0]
["1975-06-01","12:00:00",12.8,0]
["1975-06-02","12:00:00",15.3,0]
["1975-06-03","12:00:00",14.5,0]
["1975-06-04","12:00:00",15,0]
["1975-06-05","12:00:00",14.5,0]
["1975-06-06","12:00:00",10.3,5.6]
["1975-06-07","12:00:00",10,0.5]
["1975-06-08","12:00:00",10.3,0]
["1975-06-09","12:00:00",11.1,0]
["1975-06-10","12:00:00",12.5,0]
["1975-06-11","12:00:00",14.2,0]
["1975-06-12","12:00:00",13.9,0]
["1975-06-13","12:00:00",10,8.1]
["1975-06-14","12:00:00",13.1,0]
["1975-06-15","12:00:00",9.6999999999999993,7.4]
["1975-06-16","12:00:00",10.6,0.5]
["1975-06-17","12:00:00",10.6,2.8]
["1975-06-18","12:00:00",10,0]
["1975-06-19","12:00:00",8.9,10.7]
["1975-06-20","12:00:00",11.7,5.6]
["1975-06-21","12:00:00",15.6,0.5]
["1975-06-22","12:00:00",14.2,4.3]
["1975-06-23","12:00:00",15.6,7.1]
["1975-06-24","12:00:00",16.399999999999999,0]
["1975-06-25","12:00:00",16.7,6.4]
["1975-06-26","12:00:00",12,11.4]
["1975-06-27","12:00:00",11.7,0]
["1975-06-28","12:00:00",11.2,0]
["1975-06-29","12:00:00",10.6,0]
["1975-06-30","12:00:00",13.9,0]
["1975-07-01","12:00:00",14.2,0]
["1975-07-02","12:00:00",17.3,0]
["1975-07-03","12:00:00",21.1,8.4]
["1975-07-04","12:00:00",20.9,0]
["1975-07-05","12:00:00",24.5,0]
["1975-07-06","12:00:00",24.2,0]
["1975-07-07","12:00:00",15.3,2.8]
["1975-07-08","12:00:00",17.8,0]
["1975-07-09","12:00:00",18.100000000000001,1]
["1975-07-10","12:00:00",21.1,0]
["1975-07-11","12:00:00",23.1,0]
["1975-07-12","12:00:00",20.9,0]
["1975-07-13","12:00:00",17.5,5.6]
["1975-07-14","12:00:00",19.5,0]
["1975-07-15","12:00:00",20.9,0]
["1975-07-16","12:00:00",17.8,3.6]
["1975-07-17","12:00:00",13.3,1.8]
["1975-07-18","12:00:00",15.8,0]
["1975-07-19","12:00:00",16.100000000000001,0]
["1975-07-20","12:00:00",17.5,0]
["1975-07-21","12:00:00",16.899999999999999,13.2]
["1975-07-22","12:00:00",14.7,1.8]
["1975-07-23","12:00:00",18.100000000000001,0]
["1975-07-24","12:00:00",19.5,0]
["1975-07-25","12:00:00",19.2,0]
["1975-07-26","12:00:00",21.4,0]
["1975-07-27","12:00:00",23.1,0]
["1975-07-28","12:00:00",15.9,9.4]
["1975-07-29","12:00:00",13.9,3]
["1975-07-30","12:00:00",12,3.3]
["1975-07-31","12:00:00",12.2,9.1]
["1975-08-01","12:00:00",16.100000000000001,0.3]
["1975-08-02","12:00:00",15.3,0]
["1975-08-03","12:00:00",14.2,0]
["1975-08-04","12:00:00",15.3,0]
["1975-08-05","12:00:00",19.7,0]
["1975-08-06","12:00:00",16.399999999999999,0]
["1975-08-07","12:00:00",15.3,0]
["1975-08-08","12:00:00",12.8,6.6]
["1975-08-09","12:00:00",14.5,0]
["1975-08-10","12:00:00",16.100000000000001,0]
["1975-08-11","12:00:00",13.9,0]
["1975-08-12","12:00:00",13.4,0]
["1975-08-13","12:00:00",15.3,0]
["1975-08-14","12:00:00",15.3,0]
["1975-08-15","12:00:00",15.6,0.3]
["1975-08-16","12:00:00",9.5,3]
["1975-08-17","12:00:00",9.5,4.3]
["1975-08-18","12:00:00",12,0.3]
["1975-08-19","12:00:00",13.9,8.4]
["1975-08-20","12:00:00",15.3,0]
["1975-08-21","12:00:00",16.7,0.8]
["1975-08-22","12:00:00",13.9,0.8]
["1975-08-23","12:00:00",12.5,0]
["1975-08-24","12:00:00",12.8,0]
["1975-08-25","12:00:00",9.8000000000000007,0]
["1975-08-26","12:00:00",9.6999999999999993,0]
["1975-08-27","12:00:00",17,0]
["1975-08-28","12:00:00",18.899999999999999,2]
["1975-08-29","12:00:00",13.4,1]
["1975-08-30","12:00:00",12.5,0]
["1975-08-31","12:00:00",8.4,0]
["1975-09-01","12:00:00",10.8,0]
["1975-09-02","12:00:00",8.9,1]
["1975-09-03","12:00:00",8.1,1.5]
["1975-09-04","12:00:00",9.5,0]
["1975-09-05","12:00:00",15.9,0]
["1975-09-06","12:00:00",11.7,0]
["1975-09-07","12:00:00",15.3,0]
["1975-09-08","12:00:00",16.399999999999999,0]
["1975-09-09","12:00:00",14.8,0]
["1975-09-10","12:00:00",5.3,0]
["1975-09-11","12:00:00",7.2,0]
["1975-09-12","12:00:00",13.3,0]
["1975-09-13","12:00:00",15.6,0]
["1975-09-14","12:00:00",15.3,0]
["1975-09-15","12:00:00",19.2,0]
["1975-09-16","12:00:00",12,7.1]
["1975-09-17","12:00:00",7.5,10.199999999999999]
["1975-09-18","12:00:00",7.5,1.3]
["1975-09-19","12:00:00",7,0]
["1975-09-20","12:00:00",11.2,0]
["1975-09-21","12:00:00",13.9,0]
["1975-09-22","12:00:00",13.3,0]
["1975-09-23","12:00:00",14.5,0]
["1975-09-24","12:00:00",16.399999999999999,0]
["1975-09-25","12:00:00",11.4,1]
["1975-09-26","12:00:00",10.8,0]
["1975-09-27","12:00:00",11.1,0]
["1975-09-28","12:00:00",14.5,0]
["1975-09-29","12:00:00",9.1999999999999993,0.8]
["1975-09-30","12:00:00",9.8000000000000007,0]
["1975-10-01","12:00:00",14.2,0]
["1975-10-02","12:00:00",18.399999999999999,0]
["1975-10-03","12:00:00",13.9,0]
["1975-10-04","12:00:00",10.3,0]
["1975-10-05","12:00:00",10.6,0]
["1975-10-06","12:00:00",8.9,0]
["1975-10-07","12:00:00",1.9,6.6]
["1975-10-08","12:00:00",2.8,0]
["1975-10-09","12:00:00",4.7,0]
["1975-10-10","12:00:00",8.9,2.5]
["1975-10-11","12:00:00",4.2,1.8]
["1975-10-12","12:00:00",3.9,0]
["1975-10-13","12:00:00",3.1,0]
["1975-10-14","12:00:00",7.8,0]
["1975-10-15","12:00:00",7.5,0]
["1975-10-16","12:00:00",6.2,0]
["1975-10-17","12:00:00",11.4,0]
["1975-10-18","12:00:00",7.3,2.2999999999999998]
["1975-10-19","12:00:00",6.7,0]
["1975-10-20","12:00:00",4.7,0]
["1975-10-21","12:00:00",0.6,0]
["1975-10-22","12:00:00",-2.2000000000000002,0]
["1975-10-23","12:00:00",-2,0]
["1975-10-24","12:00:00",-1.4,0]
["1975-10-25","12:00:00",-2,0]
["1975-10-26","12:00:00",-3.7,1.8]
["1975-10-27","12:00:00",-7.3,0.5]
["1975-10-28","12:00:00",0,0]
["1975-10-29","12:00:00",1.4,0]
["1975-10-30","12:00:00",-0.8,0]
["1975-10-31","12:00:00",5.3,0]
["1975-11-01","12:00:00",6.4,0]
["1975-11-02","12:00:00",3.1,0]
["1975-11-03","12:00:00",8.9,0]
["1975-11-04","12:00:00",13.6,0]
["1975-11-05","12:00:00",13.1,0]
["1975-11-06","12:00:00",4.5,0]
["1975-11-07","12:00:00",3.3,0]
["1975-11-08","12:00:00",1.2,0]
["1975-11-09","12:00:00",-2.2000000000000002,0]
["1975-11-10","12:00:00",-7,0.8]
["1975-11-11","12:00:00",-6.1,0]
["1975-11-12","12:00:00",1.4,0]
["1975-11-13","12:00:00",6.7,0]
["1975-11-14","12:00:00",5.9,0]
["1975-11-15","12:00:00",6.4,0]
["1975-11-16","12:00:00",0.6,0]
["1975-11-17","12:00:00",-2.2000000000000002,0]
["1975-11-18","12:00:00",-6.4,0]
["1975-11-19","12:00:00",-8.4,0]
["1975-11-20","12:00:00",-6.1,0]
["1975-11-21","12:00:00",-12,0]
["1975-11-22","12:00:00",-10.8,0]
["1975-11-23","12:00:00",-13.4,0]
["1975-11-24","12:00:00",-6.4,0]
["1975-11-25","12:00:00",-2.8,0]
["1975-11-26","12:00:00",-8.3000000000000007,3]
["1975-11-27","12:00:00",-15.3,0.5]
["1975-11-28","12:00:00",-17.2,2.5]
["1975-11-29","12:00:00",-19.5,0.5]
["1975-11-30","12:00:00",-17,0.3]
["1975-12-01","12:00:00",-13.1,1.5]
["1975-12-02","12:00:00",-12.2,1]
["1975-12-03","12:00:00",-3.1,0]
["1975-12-04","12:00:00",-17,2.5]
["1975-12-05","12:00:00",-12,0]
["1975-12-06","12:00:00",-5.9,0]
["1975-12-07","12:00:00",-2.8,0]
["1975-12-08","12:00:00",2.8,0]
["1975-12-09","12:00:00",0.6,11.4]
["1975-12-10","12:00:00",-13.9,3.6]
["1975-12-11","12:00:00",-21.7,0]
["1975-12-12","12:00:00",-24.2,0]
["1975-12-13","12:00:00",-23.3,0]
["1975-12-14","12:00:00",-14.5,0]
["1975-12-15","12:00:00",-9.6999999999999993,0]
["1975-12-16","12:00:00",-18.100000000000001,0.5]
["1975-12-17","12:00:00",-7,0]
["1975-12-18","12:00:00",5,0]
["1975-12-19","12:00:00",0,0]
["1975-12-20","12:00:00",-0.3,0]
["1975-12-21","12:00:00",-2.2000000000000002,0]
["1975-12-22","12:00:00",-3.3,0]
["1975-12-23","12:00:00",-0.9,0]
["1975-12-24","12:00:00",2,0]
["1975-12-25","12:00:00",0.6,0]
["1975-12-26","12:00:00",2.5,0]
["1975-12-27","12:00:00",3.1,0]
["1975-12-28","12:00:00",0.9,0]
["1975-12-29","12:00:00",4.8,0]
["1975-12-30","12:00:00",-3.3,12.4]
["1975-12-31","12:00:00",-13.9,2]
["1976-01-01","12:00:00",-13.9,0]
["1976-01-02","12:00:00",-14.5,0.5]
["1976-01-03","12:00:00",-11.7,0]
["1976-01-04","12:00:00",-10,0.3]
["1976-01-05","12:00:00",-23.6,0.8]
["1976-01-06","12:00:00",-27.3,0]
["1976-01-07","12:00:00",-29.2,0]
["1976-01-08","12:00:00",-23.6,0.5]
["1976-01-09","12:00:00",-13.1,0]
["1976-01-10","12:00:00",-8.3000000000000007,0]
["1976-01-11","12:00:00",-5,0]
["1976-01-12","12:00:00",-7.5,0]
["1976-01-13","12:00:00",-10,0]
["1976-01-14","12:00:00",-7.5,0]
["1976-01-15","12:00:00",-1.2,0]
["1976-01-16","12:00:00",1.7,0]
["1976-01-17","12:00:00",6.7,0]
["1976-01-18","12:00:00",-1.1000000000000001,0]
["1976-01-19","12:00:00",1.7,0]
["1976-01-20","12:00:00",4.5,0]
["1976-01-21","12:00:00",7,0]
["1976-01-22","12:00:00",5.9,0]
["1976-01-23","12:00:00",-2.2000000000000002,2.5]
["1976-01-24","12:00:00",-10.6,0.3]
["1976-01-25","12:00:00",-11.1,0]
["1976-01-26","12:00:00",-3.1,0]
["1976-01-27","12:00:00",5,0]
["1976-01-28","12:00:00",5.6,0]
["1976-01-29","12:00:00",2,0]
["1976-01-30","12:00:00",1.4,0]
["1976-01-31","12:00:00",7,0]
["1976-02-01","12:00:00",4.7,0]
["1976-02-02","12:00:00",4.5,0]
["1976-02-03","12:00:00",-9.8000000000000007,0.5]
["1976-02-04","12:00:00",-14.5,0.3]
["1976-02-05","12:00:00",-9.4,0]
["1976-02-06","12:00:00",2,0]
["1976-02-07","12:00:00",2.8,0]
["1976-02-08","12:00:00",7,0]
["1976-02-09","12:00:00",-2.5,0]
["1976-02-10","12:00:00",-4.8,2]
["1976-02-11","12:00:00",2.2000000000000002,0]
["1976-02-12","12:00:00",-6.1,0.8]
["1976-02-13","12:00:00",-3.4,0]
["1976-02-14","12:00:00",-2.5,0]
["1976-02-15","12:00:00",-1.7,0]
["1976-02-16","12:00:00",-1.1000000000000001,1]
["1976-02-17","12:00:00",-4.2,0]
["1976-02-18","12:00:00",-6.1,0]
["1976-02-19","12:00:00",-8.9,0]
["1976-02-20","12:00:00",-5.8,0]
["1976-02-21","12:00:00",2.8,0]
["1976-02-22","12:00:00",4.2,0]
["1976-02-23","12:00:00",3.3,0]
["1976-02-24","12:00:00",-0.6,0]
["1976-02-25","12:00:00",-2.8,1]
["1976-02-26","12:00:00",-8.1,2.2999999999999998]
["1976-02-27","12:00:00",-17,2.5]
["1976-02-28","12:00:00",-22,1.8]
["1976-02-29","12:00:00",-22.8,0.3]
["1976-03-01","12:00:00",-23.1,1.5]
["1976-03-02","12:00:00",-27,0]
["1976-03-03","12:00:00",-25.3,0]
["1976-03-04","12:00:00",-16.100000000000001,0]
["1976-03-05","12:00:00",-7,0]
["1976-03-06","12:00:00",-3.1,0]
["1976-03-07","12:00:00",-1.1000000000000001,0]
["1976-03-08","12:00:00",1.4,0]
["1976-03-09","12:00:00",-0.9,0.5]
["1976-03-10","12:00:00",-6.7,3.8]
["1976-03-11","12:00:00",-11.4,1.5]
["1976-03-12","12:00:00",-5.9,0]
["1976-03-13","12:00:00",-4.8,0.3]
["1976-03-14","12:00:00",-5.6,0]
["1976-03-15","12:00:00",-5.3,0]
["1976-03-16","12:00:00",0,0]
["1976-03-17","12:00:00",10,0]
["1976-03-18","12:00:00",5.6,0]
["1976-03-19","12:00:00",0,1.8]
["1976-03-20","12:00:00",-4.5,0]
["1976-03-21","12:00:00",3.4,0]
["1976-03-22","12:00:00",6.1,0]
["1976-03-23","12:00:00",2,1]
["1976-03-24","12:00:00",1.1000000000000001,0]
["1976-03-25","12:00:00",2.8,0]
["1976-03-26","12:00:00",3.1,0]
["1976-03-27","12:00:00",-1.4,0]
["1976-03-28","12:00:00",0.6,0]
["1976-03-29","12:00:00",0,0]
["1976-03-30","12:00:00",8.4,0]
["1976-03-31","12:00:00",4.2,0]
["1976-04-01","12:00:00",-0.3,0]
["1976-04-02","12:00:00",0.6,0]
["1976-04-03","12:00:00",3.1,0]
["1976-04-04","12:00:00",8.4,0]
["1976-04-05","12:00:00",7.8,0]
["1976-04-06","12:00:00",8.6,0]
["1976-04-07","12:00:00",8.9,0]
["1976-04-08","12:00:00",10,0]
["1976-04-09","12:00:00",10.3,0]
["1976-04-10","12:00:00",12.2,0]
["1976-04-11","12:00:00",11.4,0]
["1976-04-12","12:00:00",10.8,4.3]
["1976-04-13","12:00:00",4.8,2.5]
["1976-04-14","12:00:00",6.1,0]
["1976-04-15","12:00:00",5,0.8]
["1976-04-16","12:00:00",0.6,2]
["1976-04-17","12:00:00",5,0]
["1976-04-18","12:00:00",4.5,1]
["1976-04-19","12:00:00",4.2,0]
["1976-04-20","12:00:00",3.3,0.8]
["1976-04-21","12:00:00",4.2,0.5]
["1976-04-22","12:00:00",2.8,0]
["1976-04-23","12:00:00",5,0]
["1976-04-24","12:00:00",10.9,0]
["1976-04-25","12:00:00",4.8,0]
["1976-04-26","12:00:00",2.5,1.8]
["1976-04-27","12:00:00",6.4,0]
["1976-04-28","12:00:00",5.3,0]
["1976-04-29","12:00:00",8.1,0]
["1976-04-30","12:00:00",11.1,0]
["1976-05-01","12:00:00",13.4,0]
["1976-05-02","12:00:00",10.6,0]
["1976-05-03","12:00:00",13.3,0]
["1976-05-04","12:00:00",12.5,0.8]
["1976-05-05","12:00:00",6.7,3.6]
["1976-05-06","12:00:00",9.5,0]
["1976-05-07","12:00:00",12.8,0]
["1976-05-08","12:00:00",15.8,0]
["1976-05-09","12:00:00",13.3,0]
["1976-05-10","12:00:00",15.9,0]
["1976-05-11","12:00:00",9.8000000000000007,2.2999999999999998]
["1976-05-12","12:00:00",13.4,0]
["1976-05-13","12:00:00",14.2,4.3]
["1976-05-14","12:00:00",8.9,0]
["1976-05-15","12:00:00",9.6999999999999993,0]
["1976-05-16","12:00:00",11.1,0]
["1976-05-17","12:00:00",11.4,0]
["1976-05-18","12:00:00",9.8000000000000007,0]
["1976-05-19","12:00:00",8.1,0]
["1976-05-20","12:00:00",7.3,30]
["1976-05-21","12:00:00",10.6,0]
["1976-05-22","12:00:00",12.2,0]
["1976-05-23","12:00:00",15.9,0]
["1976-05-24","12:00:00",13.6,0]
["1976-05-25","12:00:00",11.1,3.3]
["1976-05-26","12:00:00",13.1,0]
["1976-05-27","12:00:00",18.100000000000001,0]
["1976-05-28","12:00:00",12.2,1]
["1976-05-29","12:00:00",7.5,10.7]
["1976-05-30","12:00:00",10.8,0]
["1976-05-31","12:00:00",12,0]
["1976-06-01","12:00:00",9.1999999999999993,0]
["1976-06-02","12:00:00",10,0]
["1976-06-03","12:00:00",8.6,0]
["1976-06-04","12:00:00",8.1,2]
["1976-06-05","12:00:00",6.7,1.5]
["1976-06-06","12:00:00",5.9,0]
["1976-06-07","12:00:00",10.3,0]
["1976-06-08","12:00:00",14.5,1.5]
["1976-06-09","12:00:00",14.5,1.3]
["1976-06-10","12:00:00",14.7,0]
["1976-06-11","12:00:00",12.8,0]
["1976-06-12","12:00:00",11.7,0]
["1976-06-13","12:00:00",6.2,8.9]
["1976-06-14","12:00:00",11.2,0]
["1976-06-15","12:00:00",14.5,2.2999999999999998]
["1976-06-16","12:00:00",9.1999999999999993,23.1]
["1976-06-17","12:00:00",10.3,0]
["1976-06-18","12:00:00",15.9,0]
["1976-06-19","12:00:00",18.399999999999999,0]
["1976-06-20","12:00:00",12.5,0]
["1976-06-21","12:00:00",10.9,4.0999999999999996]
["1976-06-22","12:00:00",9.1999999999999993,4.8]
["1976-06-23","12:00:00",10.9,0]
["1976-06-24","12:00:00",10.6,1.8]
["1976-06-25","12:00:00",8.6,7.4]
["1976-06-26","12:00:00",9.5,0.8]
["1976-06-27","12:00:00",12.8,1]
["1976-06-28","12:00:00",13.7,0]
["1976-06-29","12:00:00",17,0]
["1976-06-30","12:00:00",18.899999999999999,0]
["1976-07-01","12:00:00",17.8,0]
["1976-07-02","12:00:00",13.6,0]
["1976-07-03","12:00:00",14.7,0]
["1976-07-04","12:00:00",17.2,0]
["1976-07-05","12:00:00",15.3,0]
["1976-07-06","12:00:00",17,0]
["1976-07-07","12:00:00",18.899999999999999,0]
["1976-07-08","12:00:00",20,0]
["1976-07-09","12:00:00",16.7,0]
["1976-07-10","12:00:00",15.3,0]
["1976-07-11","12:00:00",19.2,0]
["1976-07-12","12:00:00",15,3.8]
["1976-07-13","12:00:00",14.7,10.199999999999999]
["1976-07-14","12:00:00",11.1,3.8]
["1976-07-15","12:00:00",16.100000000000001,0]
["1976-07-16","12:00:00",19.2,0]
["1976-07-17","12:00:00",20,0]
["1976-07-18","12:00:00",18.100000000000001,11.4]
["1976-07-19","12:00:00",16.2,1.3]
["1976-07-20","12:00:00",19.7,0]
["1976-07-21","12:00:00",17.8,0]
["1976-07-22","12:00:00",16.399999999999999,0]
["1976-07-23","12:00:00",20.3,0]
["1976-07-24","12:00:00",20.3,0]
["1976-07-25","12:00:00",18.600000000000001,0]
["1976-07-26","12:00:00",18.100000000000001,6.9]
["1976-07-27","12:00:00",13.1,10.7]
["1976-07-28","12:00:00",16.2,2.2999999999999998]
["1976-07-29","12:00:00",10.3,14.5]
["1976-07-30","12:00:00",13.4,3]
["1976-07-31","12:00:00",15.6,1.8]
["1976-08-01","12:00:00",17,0]
["1976-08-02","12:00:00",20.3,0]
["1976-08-03","12:00:00",20,1.3]
["1976-08-04","12:00:00",16.399999999999999,17.5]
["1976-08-05","12:00:00",17,7.6]
["1976-08-06","12:00:00",18.3,0]
["1976-08-07","12:00:00",17.5,0]
["1976-08-08","12:00:00",15,18.5]
["1976-08-09","12:00:00",15,23.9]
["1976-08-10","12:00:00",17,0]
["1976-08-11","12:00:00",17.8,2.2999999999999998]
["1976-08-12","12:00:00",18.600000000000001,3.3]
["1976-08-13","12:00:00",17.8,0]
["1976-08-14","12:00:00",17.2,1.8]
["1976-08-15","12:00:00",16.399999999999999,6.6]
["1976-08-16","12:00:00",13.1,5.0999999999999996]
["1976-08-17","12:00:00",13.3,0]
["1976-08-18","12:00:00",13.1,0]
["1976-08-19","12:00:00",15,0]
["1976-08-20","12:00:00",13.9,0]
["1976-08-21","12:00:00",14.5,0]
["1976-08-22","12:00:00",17.5,0]
["1976-08-23","12:00:00",15.9,2.8]
["1976-08-24","12:00:00",18.100000000000001,0.8]
["1976-08-25","12:00:00",15.3,1]
["1976-08-26","12:00:00",12,0]
["1976-08-27","12:00:00",11.1,0]
["1976-08-28","12:00:00",15.3,0]
["1976-08-29","12:00:00",16.7,0]
["1976-08-30","12:00:00",15.9,0]
["1976-08-31","12:00:00",17.8,0]
["1976-09-01","12:00:00",18.600000000000001,0]
["1976-09-02","12:00:00",12.2,5.6]
["1976-09-03","12:00:00",13.4,0]
["1976-09-04","12:00:00",17.8,0]
["1976-09-05","12:00:00",17.3,0]
["1976-09-06","12:00:00",8.4,10.7]
["1976-09-07","12:00:00",7,3.6]
["1976-09-08","12:00:00",8.1,0]
["1976-09-09","12:00:00",14.7,0]
["1976-09-10","12:00:00",16.100000000000001,0]
["1976-09-11","12:00:00",9.5,0]
["1976-09-12","12:00:00",8.9,9.4]
["1976-09-13","12:00:00",11.1,0]
["1976-09-14","12:00:00",13.9,0]
["1976-09-15","12:00:00",13.4,0]
["1976-09-16","12:00:00",14.8,0]
["1976-09-17","12:00:00",12.3,0]
["1976-09-18","12:00:00",12,0]
["1976-09-19","12:00:00",12,0]
["1976-09-20","12:00:00",14.7,0]
["1976-09-21","12:00:00",14.5,0]
["1976-09-22","12:00:00",13.4,0]
["1976-09-23","12:00:00",16.100000000000001,8.1]
["1976-09-24","12:00:00",13.6,0.5]
["1976-09-25","12:00:00",13.4,0.3]
["1976-09-26","12:00:00",11.1,0]
["1976-09-27","12:00:00",12.8,0]
["1976-09-28","12:00:00",16.100000000000001,0]
["1976-09-29","12:00:00",17.8,0]
["1976-09-30","12:00:00",13.3,0]
["1976-10-01","12:00:00",8.6,0]
["1976-10-02","12:00:00",8.1,2.8]
["1976-10-03","12:00:00",5,2]
["1976-10-04","12:00:00",2.8,0]
["1976-10-05","12:00:00",1.7,0]
["1976-10-06","12:00:00",6.7,0]
["1976-10-07","12:00:00",13.9,0]
["1976-10-08","12:00:00",9.5,0]
["1976-10-09","12:00:00",11.7,0]
["1976-10-10","12:00:00",9.8000000000000007,0]
["1976-10-11","12:00:00",10.9,0]
["1976-10-12","12:00:00",8.9,0]
["1976-10-13","12:00:00",11.1,0.5]
["1976-10-14","12:00:00",0,0]
["1976-10-15","12:00:00",-3.1,0]
["1976-10-16","12:00:00",-0.6,0]
["1976-10-17","12:00:00",-1.1000000000000001,0]
["1976-10-18","12:00:00",2.2000000000000002,0]
["1976-10-19","12:00:00",4.7,0]
["1976-10-20","12:00:00",1.4,0]
["1976-10-21","12:00:00",3.3,0]
["1976-10-22","12:00:00",-5.6,9.1]
["1976-10-23","12:00:00",-6.9,0.3]
["1976-10-24","12:00:00",-7.5,0]
["1976-10-25","12:00:00",-1.2,0.8]
["1976-10-26","12:00:00",3.7,0]
["1976-10-27","12:00:00",10.9,0]
["1976-10-28","12:00:00",6.7,0]
["1976-10-29","12:00:00",0.3,0]
["1976-10-30","12:00:00",0.8,0]
["1976-10-31","12:00:00",8.9,0]
["1976-11-01","12:00:00",5,0]
["1976-11-02","12:00:00",1.4,0]
["1976-11-03","12:00:00",5,0]
["1976-11-04","12:00:00",10.3,0]
["1976-11-05","12:00:00",2.5,0.3]
["1976-11-06","12:00:00",-1.4,0]
["1976-11-07","12:00:00",6.7,0]
["1976-11-08","12:00:00",5.8,0]
["1976-11-09","12:00:00",2,0]
["1976-11-10","12:00:00",-3.1,0]
["1976-11-11","12:00:00",-3.9,0]
["1976-11-12","12:00:00",-1.4,0]
["1976-11-13","12:00:00",0.3,0]
["1976-11-14","12:00:00",0.9,0]
["1976-11-15","12:00:00",0.8,0]
["1976-11-16","12:00:00",4.7,0]
["1976-11-17","12:00:00",7,0]
["1976-11-18","12:00:00",0.6,0]
["1976-11-19","12:00:00",0.3,0]
["1976-11-20","12:00:00",-5.8,0]
["1976-11-21","12:00:00",-8.3000000000000007,0]
["1976-11-22","12:00:00",-2,0]
["1976-11-23","12:00:00",4.5,0]
["1976-11-24","12:00:00",-2,6.1]
["1976-11-25","12:00:00",-7.5,1.5]
["1976-11-26","12:00:00",-13.1,0]
["1976-11-27","12:00:00",-8.1,4.0999999999999996]
["1976-11-28","12:00:00",-1.7,9.1]
["1976-11-29","12:00:00",0.3,0]
["1976-11-30","12:00:00",-1.2,0]
["1976-12-01","12:00:00",4.2,0]
["1976-12-02","12:00:00",1.7,0]
["1976-12-03","12:00:00",-7.5,0]
["1976-12-04","12:00:00",-12,0]
["1976-12-05","12:00:00",-13.1,0.5]
["1976-12-06","12:00:00",-6.4,0]
["1976-12-07","12:00:00",-13.1,0]
["1976-12-08","12:00:00",-16.100000000000001,0]
["1976-12-09","12:00:00",-15.3,0]
["1976-12-10","12:00:00",-2.5,0]
["1976-12-11","12:00:00",-2,2.5]
["1976-12-12","12:00:00",-1.7,0]
["1976-12-13","12:00:00",2.5,0]
["1976-12-14","12:00:00",2,0]
["1976-12-15","12:00:00",2.5,0]
["1976-12-16","12:00:00",5.3,0]
["1976-12-17","12:00:00",3.1,0]
["1976-12-18","12:00:00",-5,3]
["1976-12-19","12:00:00",-9.6999999999999993,0]
["1976-12-20","12:00:00",-4.2,0]
["1976-12-21","12:00:00",-2.5,0]
["1976-12-22","12:00:00",-4.5,0]
["1976-12-23","12:00:00",-0.9,0]
["1976-12-24","12:00:00",-3.1,0]
["1976-12-25","12:00:00",1.4,0]
["1976-12-26","12:00:00",4.8,0]
["1976-12-27","12:00:00",-5.6,3]
["1976-12-28","12:00:00",-5,0]
["1976-12-29","12:00:00",-6.7,0]
["1976-12-30","12:00:00",-9.1999999999999993,0]
["1976-12-31","12:00:00",-9.5,1.8]
["1977-01-01","12:00:00",-17.399999999999999,1.8]
["1977-01-02","12:00:00",-17.7,0.3]
["1977-01-03","12:00:00",-13.1,1.9]
["1977-01-04","12:00:00",-17.399999999999999,0]
["1977-01-05","12:00:00",-9.6,0]
["1977-01-06","12:00:00",2.9,0]
["1977-01-07","12:00:00",-6.6,3.6]
["1977-01-08","12:00:00",-11.8,0.3]
["1977-01-09","12:00:00",-12.2,2.2999999999999998]
["1977-01-10","12:00:00",-11.9,0.8]
["1977-01-11","12:00:00",-13.1,0]
["1977-01-12","12:00:00",-10.5,0.5]
["1977-01-13","12:00:00",-9.5,0]
["1977-01-14","12:00:00",-21.3,2.4]
["1977-01-15","12:00:00",-21.2,0]
["1977-01-16","12:00:00",-7.6,0]
["1977-01-17","12:00:00",0.8,0]
["1977-01-18","12:00:00",3.3,2.5]
["1977-01-19","12:00:00",0.2,0]
["1977-01-20","12:00:00",0.4,0]
["1977-01-21","12:00:00",-0.5,0]
["1977-01-22","12:00:00",-3,0]
["1977-01-23","12:00:00",-4.0999999999999996,0]
["1977-01-24","12:00:00",-4.9000000000000004,0]
["1977-01-25","12:00:00",-2.5,0]
["1977-01-26","12:00:00",-0.8,0]
["1977-01-27","12:00:00",-8.4,3.1]
["1977-01-28","12:00:00",-11.4,2]
["1977-01-29","12:00:00",-11,1]
["1977-01-30","12:00:00",-8.4,0]
["1977-01-31","12:00:00",-3,0]
["1977-02-01","12:00:00",-1.9,0]
["1977-02-02","12:00:00",-0.5,0]
["1977-02-03","12:00:00",2.5,0]
["1977-02-04","12:00:00",-1.8,0]
["1977-02-05","12:00:00",2.2000000000000002,0]
["1977-02-06","12:00:00",1.7,0]
["1977-02-07","12:00:00",4.5,0]
["1977-02-08","12:00:00",6.3,0]
["1977-02-09","12:00:00",5.6,0]
["1977-02-10","12:00:00",4.7,0]
["1977-02-11","12:00:00",0.9,0]
["1977-02-12","12:00:00",2.8,0]
["1977-02-13","12:00:00",3.3,0]
["1977-02-14","12:00:00",-0.6,0]
["1977-02-15","12:00:00",5.7,0]
["1977-02-16","12:00:00",4.5999999999999996,0]
["1977-02-17","12:00:00",1.5,0]
["1977-02-18","12:00:00",0.2,0.2]
["1977-02-19","12:00:00",3.3,0]
["1977-02-20","12:00:00",6.1,0]
["1977-02-21","12:00:00",7,0]
["1977-02-22","12:00:00",3.5,0]
["1977-02-23","12:00:00",0.9,0]
["1977-02-24","12:00:00",-0.6,0]
["1977-02-25","12:00:00",-3.2,0]
["1977-02-26","12:00:00",-0.6,0]
["1977-02-27","12:00:00",-0.9,0]
["1977-02-28","12:00:00",-1.4,0]
["1977-03-01","12:00:00",-1,0]
["1977-03-02","12:00:00",-3.4,0.3]
["1977-03-03","12:00:00",-4,0]
["1977-03-04","12:00:00",-1.6,0]
["1977-03-05","12:00:00",1.9,0]
["1977-03-06","12:00:00",4.7,0]
["1977-03-07","12:00:00",5.7,0]
["1977-03-08","12:00:00",3.3,0.6]
["1977-03-09","12:00:00",2.2000000000000002,0]
["1977-03-10","12:00:00",2.2999999999999998,0]
["1977-03-11","12:00:00",-0.1,0]
["1977-03-12","12:00:00",5,0]
["1977-03-13","12:00:00",-0.8,0]
["1977-03-14","12:00:00",-6.1,0]
["1977-03-15","12:00:00",-6,0]
["1977-03-16","12:00:00",-3.1,0]
["1977-03-17","12:00:00",-4.7,0.4]
["1977-03-18","12:00:00",-4.3,3]
["1977-03-19","12:00:00",-8.8000000000000007,0.5]
["1977-03-20","12:00:00",-6.1,0]
["1977-03-21","12:00:00",0.1,0]
["1977-03-22","12:00:00",-5.9,1.2]
["1977-03-23","12:00:00",-1.6,0]
["1977-03-24","12:00:00",-2,0]
["1977-03-25","12:00:00",-1.5,0]
["1977-03-26","12:00:00",3.6,0]
["1977-03-27","12:00:00",0.1,0.4]
["1977-03-28","12:00:00",-4.9000000000000004,0]
["1977-03-29","12:00:00",-5.3,0]
["1977-03-30","12:00:00",-1.5,0]
["1977-03-31","12:00:00",-0.4,0]
["1977-04-01","12:00:00",-1.9,0.2]
["1977-04-02","12:00:00",-6.9,1.4]
["1977-04-03","12:00:00",3.5,1]
["1977-04-04","12:00:00",9.8000000000000007,0.8]
["1977-04-05","12:00:00",9.6,0]
["1977-04-06","12:00:00",13.3,0]
["1977-04-07","12:00:00",12.6,0]
["1977-04-08","12:00:00",12.8,0]
["1977-04-09","12:00:00",9.5,0]
["1977-04-10","12:00:00",5.9,0]
["1977-04-11","12:00:00",4.0999999999999996,0]
["1977-04-12","12:00:00",6.4,0]
["1977-04-13","12:00:00",8.6999999999999993,0]
["1977-04-14","12:00:00",5.8,0]
["1977-04-15","12:00:00",5.6,0]
["1977-04-16","12:00:00",8.4,0.6]
["1977-04-17","12:00:00",3.6,1.6]
["1977-04-18","12:00:00",0.8,0]
["1977-04-19","12:00:00",-0.2,0]
["1977-04-20","12:00:00",0.4,0]
["1977-04-21","12:00:00",1.9,0]
["1977-04-22","12:00:00",8.3000000000000007,0]
["1977-04-23","12:00:00",11.2,0]
["1977-04-24","12:00:00",14.7,0]
["1977-04-25","12:00:00",16.2,0]
["1977-04-26","12:00:00",14.9,0]
["1977-04-27","12:00:00",9.9,0]
["1977-04-28","12:00:00",10.4,0]
["1977-04-29","12:00:00",12.2,0]
["1977-04-30","12:00:00",6.5,0]
["1977-05-01","12:00:00",9.6999999999999993,0]
["1977-05-02","12:00:00",13.7,0]
["1977-05-03","12:00:00",11.7,0]
["1977-05-04","12:00:00",9,3.9]
["1977-05-05","12:00:00",3.9,17.100000000000001]
["1977-05-06","12:00:00",6.2,3.4]
["1977-05-07","12:00:00",11.5,0]
["1977-05-08","12:00:00",13.5,0]
["1977-05-09","12:00:00",15.5,0]
["1977-05-10","12:00:00",12.2,1]
["1977-05-11","12:00:00",11.6,11.5]
["1977-05-12","12:00:00",10.9,0]
["1977-05-13","12:00:00",9.6999999999999993,0]
["1977-05-14","12:00:00",9.8000000000000007,0]
["1977-05-15","12:00:00",5.3,14.2]
["1977-05-16","12:00:00",4.7,1]
["1977-05-17","12:00:00",3.9,0]
["1977-05-18","12:00:00",2.7,5.5]
["1977-05-19","12:00:00",8.1,0]
["1977-05-20","12:00:00",12.1,0]
["1977-05-21","12:00:00",12.4,0.2]
["1977-05-22","12:00:00",10.3,0]
["1977-05-23","12:00:00",9.1,2.1]
["1977-05-24","12:00:00",12.8,1.8]
["1977-05-25","12:00:00",11.8,0]
["1977-05-26","12:00:00",11.5,0]
["1977-05-27","12:00:00",9.5,14]
["1977-05-28","12:00:00",5,9.1999999999999993]
["1977-05-29","12:00:00",7,12.1]
["1977-05-30","12:00:00",10.3,0]
["1977-05-31","12:00:00",13.3,0]
["1977-06-01","12:00:00",19.3,0]
["1977-06-02","12:00:00",11,0]
["1977-06-03","12:00:00",9,0]
["1977-06-04","12:00:00",14.4,0]
["1977-06-05","12:00:00",14.5,0]
["1977-06-06","12:00:00",18.399999999999999,0]
["1977-06-07","12:00:00",22.4,0]
["1977-06-08","12:00:00",19.899999999999999,0.2]
["1977-06-09","12:00:00",14.7,0]
["1977-06-10","12:00:00",8.4,0]
["1977-06-11","12:00:00",11.6,0]
["1977-06-12","12:00:00",12.3,0]
["1977-06-13","12:00:00",13.1,7.2]
["1977-06-14","12:00:00",12.7,8.1999999999999993]
["1977-06-15","12:00:00",12.1,5.4]
["1977-06-16","12:00:00",12.6,0.2]
["1977-06-17","12:00:00",15.3,0.3]
["1977-06-18","12:00:00",16.600000000000001,0]
["1977-06-19","12:00:00",19.399999999999999,0]
["1977-06-20","12:00:00",18.7,0]
["1977-06-21","12:00:00",18.5,0]
["1977-06-22","12:00:00",16.600000000000001,2.2000000000000002]
["1977-06-23","12:00:00",15.4,0]
["1977-06-24","12:00:00",20.3,0]
["1977-06-25","12:00:00",17.600000000000001,0]
["1977-06-26","12:00:00",16.600000000000001,0.5]
["1977-06-27","12:00:00",12.8,3.3]
["1977-06-28","12:00:00",16.899999999999999,0]
["1977-06-29","12:00:00",12,1.8]
["1977-06-30","12:00:00",13.4,0]
["1977-07-01","12:00:00",19.7,0]
["1977-07-02","12:00:00",12.8,1]
["1977-07-03","12:00:00",13.5,0]
["1977-07-04","12:00:00",14.3,7.8]
["1977-07-05","12:00:00",13.8,11.1]
["1977-07-06","12:00:00",11.2,3.6]
["1977-07-07","12:00:00",12.1,0.3]
["1977-07-08","12:00:00",15.4,1.6]
["1977-07-09","12:00:00",15.1,0.6]
["1977-07-10","12:00:00",13.6,0.4]
["1977-07-11","12:00:00",13.2,1.2]
["1977-07-12","12:00:00",12.7,27.1]
["1977-07-13","12:00:00",11,0]
["1977-07-14","12:00:00",15,0]
["1977-07-15","12:00:00",16.600000000000001,0]
["1977-07-16","12:00:00",16.399999999999999,0]
["1977-07-17","12:00:00",17.3,0]
["1977-07-18","12:00:00",13.1,3.4]
["1977-07-19","12:00:00",10.4,2]
["1977-07-20","12:00:00",14,0]
["1977-07-21","12:00:00",18.8,0]
["1977-07-22","12:00:00",19.7,0]
["1977-07-23","12:00:00",16.5,0]
["1977-07-24","12:00:00",19.100000000000001,0]
["1977-07-25","12:00:00",17.8,1]
["1977-07-26","12:00:00",17.7,0]
["1977-07-27","12:00:00",20.7,0]
["1977-07-28","12:00:00",18.8,0]
["1977-07-29","12:00:00",15.1,2]
["1977-07-30","12:00:00",15.4,0.2]
["1977-07-31","12:00:00",17.399999999999999,0]
["1977-08-01","12:00:00",17.5,0]
["1977-08-02","12:00:00",15.9,1]
["1977-08-03","12:00:00",15.1,13.8]
["1977-08-04","12:00:00",12,0]
["1977-08-05","12:00:00",13.5,0]
["1977-08-06","12:00:00",12.1,4.4000000000000004]
["1977-08-07","12:00:00",15.2,0]
["1977-08-08","12:00:00",16.5,5.2]
["1977-08-09","12:00:00",11.7,4]
["1977-08-10","12:00:00",12.5,0]
["1977-08-11","12:00:00",17.600000000000001,0]
["1977-08-12","12:00:00",15.1,12.4]
["1977-08-13","12:00:00",12.5,5]
["1977-08-14","12:00:00",9.9,9.6]
["1977-08-15","12:00:00",10.3,0]
["1977-08-16","12:00:00",13.7,0]
["1977-08-17","12:00:00",14.9,0]
["1977-08-18","12:00:00",15.5,0.5]
["1977-08-19","12:00:00",16.3,23.8]
["1977-08-20","12:00:00",16,1.4]
["1977-08-21","12:00:00",11.7,0.3]
["1977-08-22","12:00:00",7,7.7]
["1977-08-23","12:00:00",9.8000000000000007,0.4]
["1977-08-24","12:00:00",11.7,1.6]
["1977-08-25","12:00:00",12.4,0]
["1977-08-26","12:00:00",10.5,0]
["1977-08-27","12:00:00",10.4,0.6]
["1977-08-28","12:00:00",10.7,0]
["1977-08-29","12:00:00",11,0.2]
["1977-08-30","12:00:00",8.9,0]
["1977-08-31","12:00:00",6.2,0.2]
["1977-09-01","12:00:00",6.5,0]
["1977-09-02","12:00:00",9.1,0]
["1977-09-03","12:00:00",13.1,0.2]
["1977-09-04","12:00:00",11.2,0]
["1977-09-05","12:00:00",12.4,3.7]
["1977-09-06","12:00:00",11,0.8]
["1977-09-07","12:00:00",10.9,0]
["1977-09-08","12:00:00",10.7,0.2]
["1977-09-09","12:00:00",9.8000000000000007,0]
["1977-09-10","12:00:00",8.9,0]
["1977-09-11","12:00:00",11.7,0]
["1977-09-12","12:00:00",12.3,0]
["1977-09-13","12:00:00",14.2,0]
["1977-09-14","12:00:00",6.3,12.4]
["1977-09-15","12:00:00",5,2]
["1977-09-16","12:00:00",6.4,2.2000000000000002]
["1977-09-17","12:00:00",5.4,12.1]
["1977-09-18","12:00:00",9.1999999999999993,0]
["1977-09-19","12:00:00",13.9,1.2]
["1977-09-20","12:00:00",12.7,0]
["1977-09-21","12:00:00",7.3,18.2]
["1977-09-22","12:00:00",8.6999999999999993,0]
["1977-09-23","12:00:00",8.6999999999999993,0]
["1977-09-24","12:00:00",6.5,1.6]
["1977-09-25","12:00:00",5.6,8.5]
["1977-09-26","12:00:00",5.7,7.2]
["1977-09-27","12:00:00",5.9,0]
["1977-09-28","12:00:00",4.2,1.2]
["1977-09-29","12:00:00",5.8,6]
["1977-09-30","12:00:00",8.8000000000000007,0]
["1977-10-01","12:00:00",5.2,0]
["1977-10-02","12:00:00",5.4,1.2]
["1977-10-03","12:00:00",1.5,0.5]
["1977-10-04","12:00:00",2,0]
["1977-10-05","12:00:00",0.9,0]
["1977-10-06","12:00:00",2.4,0]
["1977-10-07","12:00:00",3.8,0]
["1977-10-08","12:00:00",6.6,0.8]
["1977-10-09","12:00:00",-3.4,0]
["1977-10-10","12:00:00",-1.7,0]
["1977-10-11","12:00:00",7,0]
["1977-10-12","12:00:00",12.2,0]
["1977-10-13","12:00:00",5.0999999999999996,0]
["1977-10-14","12:00:00",2.1,0]
["1977-10-15","12:00:00",9.1999999999999993,0]
["1977-10-16","12:00:00",10.1,0]
["1977-10-17","12:00:00",4,0]
["1977-10-18","12:00:00",12.7,0]
["1977-10-19","12:00:00",5.7,0]
["1977-10-20","12:00:00",3.5,1.8]
["1977-10-21","12:00:00",4.2,0]
["1977-10-22","12:00:00",10.4,0]
["1977-10-23","12:00:00",12.1,0]
["1977-10-24","12:00:00",7,0]
["1977-10-25","12:00:00",7.2,0]
["1977-10-26","12:00:00",4.9000000000000004,0]
["1977-10-27","12:00:00",5,0]
["1977-10-28","12:00:00",7.1,0]
["1977-10-29","12:00:00",7.5,0]
["1977-10-30","12:00:00",3.4,0]
["1977-10-31","12:00:00",3.8,0]
["1977-11-01","12:00:00",4.3,0]
["1977-11-02","12:00:00",2.6,2.6]
["1977-11-03","12:00:00",-0.6,0]
["1977-11-04","12:00:00",-1.9,0]
["1977-11-05","12:00:00",-1.9,0]
["1977-11-06","12:00:00",2.5,0]
["1977-11-07","12:00:00",0.7,0]
["1977-11-08","12:00:00",-3.3,0]
["1977-11-09","12:00:00",-3,0]
["1977-11-10","12:00:00",0.8,0]
["1977-11-11","12:00:00",6.5,0]
["1977-11-12","12:00:00",4.4000000000000004,0]
["1977-11-13","12:00:00",2.1,0]
["1977-11-14","12:00:00",1.6,0]
["1977-11-15","12:00:00",0.9,0]
["1977-11-16","12:00:00",0.2,0]
["1977-11-17","12:00:00",-7,0]
["1977-11-18","12:00:00",-10.6,1.8]
["1977-11-19","12:00:00",-17.2,1.2]
["1977-11-20","12:00:00",-20.8,0]
["1977-11-21","12:00:00",-17.899999999999999,0]
["1977-11-22","12:00:00",-23.1,0.4]
["1977-11-23","12:00:00",-23,0]
["1977-11-24","12:00:00",-19.2,1.8]
["1977-11-25","12:00:00",-12.8,0.8]
["1977-11-26","12:00:00",-2.4,0]
["1977-11-27","12:00:00",-3.9,0]
["1977-11-28","12:00:00",-2.5,0]
["1977-11-29","12:00:00",0.8,0]
["1977-11-30","12:00:00",-0.9,0]
["1977-12-01","12:00:00",-7.6,0]
["1977-12-02","12:00:00",-7.3,2]
["1977-12-03","12:00:00",-14.9,2]
["1977-12-04","12:00:00",-22.7,0]
["1977-12-05","12:00:00",-26.5,0.4]
["1977-12-06","12:00:00",-28.1,4.0999999999999996]
["1977-12-07","12:00:00",-31.2,0.6]
["1977-12-08","12:00:00",-33.9,0]
["1977-12-09","12:00:00",-32.799999999999997,0]
["1977-12-10","12:00:00",-25.7,0]
["1977-12-11","12:00:00",-6.6,0]
["1977-12-12","12:00:00",-0.4,0]
["1977-12-13","12:00:00",-4.5999999999999996,0]
["1977-12-14","12:00:00",-1.2,0]
["1977-12-15","12:00:00",-5.9,0]
["1977-12-16","12:00:00",-4.5999999999999996,0]
["1977-12-17","12:00:00",-8,0]
["1977-12-18","12:00:00",-14.8,0.2]
["1977-12-19","12:00:00",-11.8,0]
["1977-12-20","12:00:00",-7,0]
["1977-12-21","12:00:00",-2,0]
["1977-12-22","12:00:00",-10.7,1.2]
["1977-12-23","12:00:00",-15.7,0]
["1977-12-24","12:00:00",-17.8,0]
["1977-12-25","12:00:00",-10.9,0]
["1977-12-26","12:00:00",-9,0]
["1977-12-27","12:00:00",-6.7,0]
["1977-12-28","12:00:00",-5.4,0]
["1977-12-29","12:00:00",-10.9,2.2999999999999998]
["1977-12-30","12:00:00",-20.3,0.9]
["1977-12-31","12:00:00",-19.8,0]
["1978-01-01","12:00:00",-10.7,0]
["1978-01-02","12:00:00",-12,0]
["1978-01-03","12:00:00",-16.100000000000001,2.2000000000000002]
["1978-01-04","12:00:00",-21.3,1.7]
["1978-01-05","12:00:00",-21.8,1]
["1978-01-06","12:00:00",-24.4,0.2]
["1978-01-07","12:00:00",-26,1.6]
["1978-01-08","12:00:00",-21.9,1]
["1978-01-09","12:00:00",-19.2,0]
["1978-01-10","12:00:00",-16.399999999999999,0]
["1978-01-11","12:00:00",-14.8,0]
["1978-01-12","12:00:00",-9.6,0]
["1978-01-13","12:00:00",-10.199999999999999,0]
["1978-01-14","12:00:00",-12,0]
["1978-01-15","12:00:00",-16.3,0.4]
["1978-01-16","12:00:00",-18.2,0.2]
["1978-01-17","12:00:00",-18.100000000000001,0.5]
["1978-01-18","12:00:00",-21.1,0]
["1978-01-19","12:00:00",-17.100000000000001,0]
["1978-01-20","12:00:00",-10.5,0]
["1978-01-21","12:00:00",-4.5999999999999996,0]
["1978-01-22","12:00:00",-2.8,0.2]
["1978-01-23","12:00:00",-7.9,0]
["1978-01-24","12:00:00",-7,3.6]
["1978-01-25","12:00:00",-12.6,10.199999999999999]
["1978-01-26","12:00:00",-9.6,2.6]
["1978-01-27","12:00:00",-13.5,2.2000000000000002]
["1978-01-28","12:00:00",-18.899999999999999,0]
["1978-01-29","12:00:00",-21.8,0.5]
["1978-01-30","12:00:00",-23.1,0.3]
["1978-01-31","12:00:00",-24.4,0]
["1978-02-01","12:00:00",-26.1,0]
["1978-02-02","12:00:00",-17.7,0.2]
["1978-02-03","12:00:00",-17.3,0]
["1978-02-04","12:00:00",-16.399999999999999,0]
["1978-02-05","12:00:00",-4.2,0]
["1978-02-06","12:00:00",-1.4,0]
["1978-02-07","12:00:00",-10.4,0.4]
["1978-02-08","12:00:00",-12.3,0.8]
["1978-02-09","12:00:00",-14.3,0.3]
["1978-02-10","12:00:00",-14,3.6]
["1978-02-11","12:00:00",-17.399999999999999,2.2000000000000002]
["1978-02-12","12:00:00",-20.6,2.6]
["1978-02-13","12:00:00",-23.3,0]
["1978-02-14","12:00:00",-22,0]
["1978-02-15","12:00:00",-19.8,0]
["1978-02-16","12:00:00",-11.2,0]
["1978-02-17","12:00:00",-9.1,0]
["1978-02-18","12:00:00",-2.4,0]
["1978-02-19","12:00:00",0.8,0]
["1978-02-20","12:00:00",0.5,0]
["1978-02-21","12:00:00",0.9,0]
["1978-02-22","12:00:00",-1.4,0]
["1978-02-23","12:00:00",0.3,0]
["1978-02-24","12:00:00",-5.4,0]
["1978-02-25","12:00:00",-12.6,0]
["1978-02-26","12:00:00",-10.199999999999999,0]
["1978-02-27","12:00:00",-13.8,0.2]
["1978-02-28","12:00:00",-17.5,0.5]
["1978-03-01","12:00:00",-17.3,0]
["1978-03-02","12:00:00",-22.1,0]
["1978-03-03","12:00:00",-21.3,0]
["1978-03-04","12:00:00",-16.2,0]
["1978-03-05","12:00:00",-14.3,0]
["1978-03-06","12:00:00",-5.5,0]
["1978-03-07","12:00:00",2.1,0]
["1978-03-08","12:00:00",1.6,0]
["1978-03-09","12:00:00",0.4,0]
["1978-03-10","12:00:00",-0.2,0]
["1978-03-11","12:00:00",0,2.6]
["1978-03-12","12:00:00",-5.2,3]
["1978-03-13","12:00:00",-4.9000000000000004,0]
["1978-03-14","12:00:00",-3,0]
["1978-03-15","12:00:00",-4.5,0]
["1978-03-16","12:00:00",-1.4,0]
["1978-03-17","12:00:00",4.5,0.2]
["1978-03-18","12:00:00",-1.4,0.2]
["1978-03-19","12:00:00",-0.1,0]
["1978-03-20","12:00:00",7.5,0]
["1978-03-21","12:00:00",3,0]
["1978-03-22","12:00:00",-0.2,0]
["1978-03-23","12:00:00",-0.6,0]
["1978-03-24","12:00:00",2.1,0.3]
["1978-03-25","12:00:00",6.4,0]
["1978-03-26","12:00:00",4.7,0]
["1978-03-27","12:00:00",1.6,0.3]
["1978-03-28","12:00:00",7,0]
["1978-03-29","12:00:00",2.5,0]
["1978-03-30","12:00:00",7.9,0]
["1978-03-31","12:00:00",1.2,0]
["1978-04-01","12:00:00",-1,1.6]
["1978-04-02","12:00:00",-0.6,3.4]
["1978-04-03","12:00:00",0,2.2000000000000002]
["1978-04-04","12:00:00",4.5,0]
["1978-04-05","12:00:00",2.1,0.3]
["1978-04-06","12:00:00",-1.7,1.8]
["1978-04-07","12:00:00",2.6,0]
["1978-04-08","12:00:00",3.1,0.4]
["1978-04-09","12:00:00",2.5,0]
["1978-04-10","12:00:00",6.8,0]
["1978-04-11","12:00:00",3.3,2.5]
["1978-04-12","12:00:00",0.7,0]
["1978-04-13","12:00:00",-2.2999999999999998,3.2]
["1978-04-14","12:00:00",-3.3,8]
["1978-04-15","12:00:00",-2.2000000000000002,0]
["1978-04-16","12:00:00",0.3,2.7]
["1978-04-17","12:00:00",2.5,7.8]
["1978-04-18","12:00:00",2.1,4.5]
["1978-04-19","12:00:00",4.7,0.8]
["1978-04-20","12:00:00",2.7,1.2]
["1978-04-21","12:00:00",2.2000000000000002,6.8]
["1978-04-22","12:00:00",3.7,6.4]
["1978-04-23","12:00:00",3.8,3.4]
["1978-04-24","12:00:00",5.9,0]
["1978-04-25","12:00:00",9.6999999999999993,0]
["1978-04-26","12:00:00",11.7,0]
["1978-04-27","12:00:00",10.6,0]
["1978-04-28","12:00:00",11.2,18.8]
["1978-04-29","12:00:00",9.3000000000000007,0]
["1978-04-30","12:00:00",10,3.4]
["1978-05-01","12:00:00",9.8000000000000007,5.2]
["1978-05-02","12:00:00",10,0]
["1978-05-03","12:00:00",4.5999999999999996,0]
["1978-05-04","12:00:00",3.1,0]
["1978-05-05","12:00:00",6.5,0]
["1978-05-06","12:00:00",5.9,0]
["1978-05-07","12:00:00",6.8,0]
["1978-05-08","12:00:00",10,0]
["1978-05-09","12:00:00",9.1,1]
["1978-05-10","12:00:00",6.9,4]
["1978-05-11","12:00:00",6.1,7.2]
["1978-05-12","12:00:00",8.3000000000000007,0]
["1978-05-13","12:00:00",9.8000000000000007,0]
["1978-05-14","12:00:00",11.6,0]
["1978-05-15","12:00:00",11.2,0.4]
["1978-05-16","12:00:00",6.3,14]
["1978-05-17","12:00:00",9.4,0]
["1978-05-18","12:00:00",10.5,0]
["1978-05-19","12:00:00",11.2,0]
["1978-05-20","12:00:00",14.2,0]
["1978-05-21","12:00:00",16.5,0]
["1978-05-22","12:00:00",13,0]
["1978-05-23","12:00:00",6.8,0.8]
["1978-05-24","12:00:00",3.8,24.6]
["1978-05-25","12:00:00",6.7,0]
["1978-05-26","12:00:00",9,0]
["1978-05-27","12:00:00",11.1,0]
["1978-05-28","12:00:00",11.9,0]
["1978-05-29","12:00:00",8.1999999999999993,0]
["1978-05-30","12:00:00",5.2,14.4]
["1978-05-31","12:00:00",8.9,4.2]
["1978-06-01","12:00:00",11.5,0]
["1978-06-02","12:00:00",14.6,0]
["1978-06-03","12:00:00",17,0]
["1978-06-04","12:00:00",17.899999999999999,0]
["1978-06-05","12:00:00",19.899999999999999,0.2]
["1978-06-06","12:00:00",9,16]
["1978-06-07","12:00:00",12.8,0]
["1978-06-08","12:00:00",18.399999999999999,0]
["1978-06-09","12:00:00",10.3,7.7]
["1978-06-10","12:00:00",10.3,8]
["1978-06-11","12:00:00",10.3,1]
["1978-06-12","12:00:00",10.8,0]
["1978-06-13","12:00:00",16.399999999999999,0]
["1978-06-14","12:00:00",13.9,0]
["1978-06-15","12:00:00",9.3000000000000007,6]
["1978-06-16","12:00:00",12.8,3.6]
["1978-06-17","12:00:00",15.2,0]
["1978-06-18","12:00:00",10.6,5]
["1978-06-19","12:00:00",9.1999999999999993,0]
["1978-06-20","12:00:00",15.3,0]
["1978-06-21","12:00:00",16.600000000000001,0.4]
["1978-06-22","12:00:00",14.4,5]
["1978-06-23","12:00:00",11.8,0.2]
["1978-06-24","12:00:00",15.6,0]
["1978-06-25","12:00:00",13.2,2.1]
["1978-06-26","12:00:00",16.8,0.6]
["1978-06-27","12:00:00",17.3,0]
["1978-06-28","12:00:00",19.100000000000001,0]
["1978-06-29","12:00:00",18.600000000000001,3.8]
["1978-06-30","12:00:00",17.899999999999999,0]
["1978-07-01","12:00:00",17.5,0.4]
["1978-07-02","12:00:00",16,1.6]
["1978-07-03","12:00:00",14.9,0]
["1978-07-04","12:00:00",16.399999999999999,0.5]
["1978-07-05","12:00:00",15.1,2]
["1978-07-06","12:00:00",12.2,1.8]
["1978-07-07","12:00:00",13.5,1.7]
["1978-07-08","12:00:00",10.6,3.2]
["1978-07-09","12:00:00",15.2,1.2]
["1978-07-10","12:00:00",17.600000000000001,0.6]
["1978-07-11","12:00:00",12.9,1.8]
["1978-07-12","12:00:00",17,0.4]
["1978-07-13","12:00:00",20.100000000000001,0]
["1978-07-14","12:00:00",18.8,0]
["1978-07-15","12:00:00",19.3,0]
["1978-07-16","12:00:00",18.3,0]
["1978-07-17","12:00:00",13.7,8]
["1978-07-18","12:00:00",12.5,4.3]
["1978-07-19","12:00:00",11.5,5.6]
["1978-07-20","12:00:00",14.9,0]
["1978-07-21","12:00:00",16.399999999999999,0.4]
["1978-07-22","12:00:00",16.8,1.1000000000000001]
["1978-07-23","12:00:00",20.9,0]
["1978-07-24","12:00:00",20.6,0]
["1978-07-25","12:00:00",18.899999999999999,0]
["1978-07-26","12:00:00",20.5,0]
["1978-07-27","12:00:00",20.3,0]
["1978-07-28","12:00:00",16.100000000000001,0]
["1978-07-29","12:00:00",18,3.8]
["1978-07-30","12:00:00",13.3,17.399999999999999]
["1978-07-31","12:00:00",16.5,0]
["1978-08-01","12:00:00",11.2,1]
["1978-08-02","12:00:00",12.9,0]
["1978-08-03","12:00:00",16.399999999999999,0]
["1978-08-04","12:00:00",20,0]
["1978-08-05","12:00:00",21.2,0]
["1978-08-06","12:00:00",19,0]
["1978-08-07","12:00:00",21,1.4]
["1978-08-08","12:00:00",21.3,0]
["1978-08-09","12:00:00",20.5,0]
["1978-08-10","12:00:00",23.3,0]
["1978-08-11","12:00:00",16.5,1.4]
["1978-08-12","12:00:00",16.7,0.8]
["1978-08-13","12:00:00",12.7,13.5]
["1978-08-14","12:00:00",14.7,0]
["1978-08-15","12:00:00",14.8,0]
["1978-08-16","12:00:00",8.6,55.3]
["1978-08-17","12:00:00",11.2,14.8]
["1978-08-18","12:00:00",13.2,0]
["1978-08-19","12:00:00",9.5,0.5]
["1978-08-20","12:00:00",7.6,6.2]
["1978-08-21","12:00:00",11,0]
["1978-08-22","12:00:00",11.4,0.6]
["1978-08-23","12:00:00",9.9,9.1999999999999993]
["1978-08-24","12:00:00",12.3,0]
["1978-08-25","12:00:00",15.1,0]
["1978-08-26","12:00:00",14,0]
["1978-08-27","12:00:00",11.7,0]
["1978-08-28","12:00:00",14,0]
["1978-08-29","12:00:00",13.4,0]
["1978-08-30","12:00:00",14.5,0]
["1978-08-31","12:00:00",16.2,0]
["1978-09-01","12:00:00",17.100000000000001,0.4]
["1978-09-02","12:00:00",17,0]
["1978-09-03","12:00:00",17,0]
["1978-09-04","12:00:00",14.2,0]
["1978-09-05","12:00:00",10.6,6.8]
["1978-09-06","12:00:00",15,1.4]
["1978-09-07","12:00:00",15.9,8.5]
["1978-09-08","12:00:00",10.7,7.9]
["1978-09-09","12:00:00",12.3,0]
["1978-09-10","12:00:00",13.8,0]
["1978-09-11","12:00:00",9.1999999999999993,26.2]
["1978-09-12","12:00:00",8,15.3]
["1978-09-13","12:00:00",9.1,0]
["1978-09-14","12:00:00",10.199999999999999,0]
["1978-09-15","12:00:00",10,6]
["1978-09-16","12:00:00",8.5,0]
["1978-09-17","12:00:00",6.2,1.8]
["1978-09-18","12:00:00",4.7,2.4]
["1978-09-19","12:00:00",6,0.2]
["1978-09-20","12:00:00",8.5,0]
["1978-09-21","12:00:00",11,0]
["1978-09-22","12:00:00",7.4,0]
["1978-09-23","12:00:00",10,0]
["1978-09-24","12:00:00",11.7,0]
["1978-09-25","12:00:00",10.3,0]
["1978-09-26","12:00:00",10.8,0]
["1978-09-27","12:00:00",7.7,5.4]
["1978-09-28","12:00:00",8.6999999999999993,0]
["1978-09-29","12:00:00",13.7,0]
["1978-09-30","12:00:00",14.1,0]
["1978-10-01","12:00:00",8.9,1]
["1978-10-02","12:00:00",7.5,0]
["1978-10-03","12:00:00",10.5,0]
["1978-10-04","12:00:00",6.5,0]
["1978-10-05","12:00:00",5.9,0]
["1978-10-06","12:00:00",9.1,0]
["1978-10-07","12:00:00",10.9,0]
["1978-10-08","12:00:00",9.1,0]
["1978-10-09","12:00:00",12.4,0]
["1978-10-10","12:00:00",11.7,0]
["1978-10-11","12:00:00",7.2,1]
["1978-10-12","12:00:00",4.2,0]
["1978-10-13","12:00:00",2.8,0]
["1978-10-14","12:00:00",12.4,0]
["1978-10-15","12:00:00",7.3,0]
["1978-10-16","12:00:00",10.3,0]
["1978-10-17","12:00:00",6.2,0]
["1978-10-18","12:00:00",12,0]
["1978-10-19","12:00:00",15.7,0]
["1978-10-20","12:00:00",8.3000000000000007,0.5]
["1978-10-21","12:00:00",2.5,0.2]
["1978-10-22","12:00:00",1.5,0]
["1978-10-23","12:00:00",12,0]
["1978-10-24","12:00:00",3.7,5.6]
["1978-10-25","12:00:00",3.3,0]
["1978-10-26","12:00:00",3.2,0]
["1978-10-27","12:00:00",1.5,0]
["1978-10-28","12:00:00",1.1000000000000001,0]
["1978-10-29","12:00:00",-1.1000000000000001,0.3]
["1978-10-30","12:00:00",1.5,0]
["1978-10-31","12:00:00",10.4,0]
["1978-11-01","12:00:00",15.6,0]
["1978-11-02","12:00:00",9.8000000000000007,0]
["1978-11-03","12:00:00",1,0]
["1978-11-04","12:00:00",-1.1000000000000001,2.6]
["1978-11-05","12:00:00",-1.2,0]
["1978-11-06","12:00:00",6.4,0]
["1978-11-07","12:00:00",9.4,0]
["1978-11-08","12:00:00",-1.8,5.0999999999999996]
["1978-11-09","12:00:00",-10,0.2]
["1978-11-10","12:00:00",-13.1,0]
["1978-11-11","12:00:00",-13.7,0]
["1978-11-12","12:00:00",-12.1,0]
["1978-11-13","12:00:00",-9.1999999999999993,0]
["1978-11-14","12:00:00",-4.5,0]
["1978-11-15","12:00:00",-4.4000000000000004,0]
["1978-11-16","12:00:00",-2.1,0]
["1978-11-17","12:00:00",-13.8,1.5]
["1978-11-18","12:00:00",-21.8,0.2]
["1978-11-19","12:00:00",-21.3,0]
["1978-11-20","12:00:00",-19,0]
["1978-11-21","12:00:00",-12,0]
["1978-11-22","12:00:00",-12.1,0]
["1978-11-23","12:00:00",-2.7,0]
["1978-11-24","12:00:00",-1.8,0]
["1978-11-25","12:00:00",-1.2,0]
["1978-11-26","12:00:00",-2.7,0.7]
["1978-11-27","12:00:00",-1,0]
["1978-11-28","12:00:00",0.7,0]
["1978-11-29","12:00:00",-3,0]
["1978-11-30","12:00:00",-8.4,2.4]
["1978-12-01","12:00:00",-15.1,3.5]
["1978-12-02","12:00:00",-13.1,0]
["1978-12-03","12:00:00",-2.7,0]
["1978-12-04","12:00:00",-4,0]
["1978-12-05","12:00:00",-8.5,0.6]
["1978-12-06","12:00:00",-11,0.7]
["1978-12-07","12:00:00",-12.6,0]
["1978-12-08","12:00:00",-8.8000000000000007,0]
["1978-12-09","12:00:00",-1.3,0]
["1978-12-10","12:00:00",-2.7,0]
["1978-12-11","12:00:00",-2.2999999999999998,0]
["1978-12-12","12:00:00",-3.8,0]
["1978-12-13","12:00:00",-2,0]
["1978-12-14","12:00:00",0.6,0]
["1978-12-15","12:00:00",-3.3,0]
["1978-12-16","12:00:00",-2.8,0]
["1978-12-17","12:00:00",-10.8,0]
["1978-12-18","12:00:00",-14.3,0]
["1978-12-19","12:00:00",-9.8000000000000007,0]
["1978-12-20","12:00:00",-0.6,0]
["1978-12-21","12:00:00",-5.9,0.2]
["1978-12-22","12:00:00",-5.2,0.2]
["1978-12-23","12:00:00",-7.6,0.3]
["1978-12-24","12:00:00",-3.1,0.4]
["1978-12-25","12:00:00",-8.1,0]
["1978-12-26","12:00:00",-10.6,0]
["1978-12-27","12:00:00",-15.4,2]
["1978-12-28","12:00:00",-22.3,0.8]
["1978-12-29","12:00:00",-25.7,0]
["1978-12-30","12:00:00",-26.4,0]
["1978-12-31","12:00:00",-21.8,0]
["1979-01-01","12:00:00",-17.899999999999999,0]
["1979-01-02","12:00:00",-15.6,0.6]
["1979-01-03","12:00:00",-18.8,0]
["1979-01-04","12:00:00",-20.399999999999999,0]
["1979-01-05","12:00:00",-10.8,0]
["1979-01-06","12:00:00",-12.8,0]
["1979-01-07","12:00:00",-13.5,0]
["1979-01-08","12:00:00",-13.7,0]
["1979-01-09","12:00:00",-15,0.3]
["1979-01-10","12:00:00",-18.8,0.3]
["1979-01-11","12:00:00",-19.3,0]
["1979-01-12","12:00:00",-22.1,1.4]
["1979-01-13","12:00:00",-26.5,0.4]
["1979-01-14","12:00:00",-23.3,0]
["1979-01-15","12:00:00",-24.3,0]
["1979-01-16","12:00:00",-14.2,0]
["1979-01-17","12:00:00",-0.5,0]
["1979-01-18","12:00:00",-5.7,0]
["1979-01-19","12:00:00",-3.2,0]
["1979-01-20","12:00:00",-6.5,0]
["1979-01-21","12:00:00",-6.6,0]
["1979-01-22","12:00:00",-13.7,0]
["1979-01-23","12:00:00",-2.4,0]
["1979-01-24","12:00:00",-5.5,0]
["1979-01-25","12:00:00",-9.6999999999999993,0]
["1979-01-26","12:00:00",-11.6,0]
["1979-01-27","12:00:00",-7,2.4]
["1979-01-28","12:00:00",-12.1,0.8]
["1979-01-29","12:00:00",-18.2,0]
["1979-01-30","12:00:00",-16.8,0.6]
["1979-01-31","12:00:00",-20.7,0.5]
["1979-02-01","12:00:00",-22.7,0]
["1979-02-02","12:00:00",-12.7,0]
["1979-02-03","12:00:00",-18.600000000000001,0]
["1979-02-04","12:00:00",-9.6,0]
["1979-02-05","12:00:00",-7.7,0]
["1979-02-06","12:00:00",-9.4,0]
["1979-02-07","12:00:00",-20.7,1.1000000000000001]
["1979-02-08","12:00:00",-22.1,0]
["1979-02-09","12:00:00",-19.8,0]
["1979-02-10","12:00:00",-23.3,0]
["1979-02-11","12:00:00",-22.3,0]
["1979-02-12","12:00:00",-22.8,2.4]
["1979-02-13","12:00:00",-24.6,0]
["1979-02-14","12:00:00",-29.5,0.5]
["1979-02-15","12:00:00",-28.6,0]
["1979-02-16","12:00:00",-23.9,0]
["1979-02-17","12:00:00",-17.5,0]
["1979-02-18","12:00:00",-5.6,0]
["1979-02-19","12:00:00",-4.8,0]
["1979-02-20","12:00:00",-8.9,0.8]
["1979-02-21","12:00:00",-13.3,1.2]
["1979-02-22","12:00:00",-20.8,0.4]
["1979-02-23","12:00:00",-23.1,0]
["1979-02-24","12:00:00",-20.100000000000001,0]
["1979-02-25","12:00:00",-4.9000000000000004,0]
["1979-02-26","12:00:00",-4.9000000000000004,0.2]
["1979-02-27","12:00:00",-11.7,0.2]
["1979-02-28","12:00:00",-15.5,1.2]
["1979-03-01","12:00:00",-14.8,0]
["1979-03-02","12:00:00",-9,0]
["1979-03-03","12:00:00",-1.8,0]
["1979-03-04","12:00:00",6.7,0]
["1979-03-05","12:00:00",7,0]
["1979-03-06","12:00:00",8.6,0]
["1979-03-07","12:00:00",5.5,0.2]
["1979-03-08","12:00:00",1.2,0]
["1979-03-09","12:00:00",-0.3,0]
["1979-03-10","12:00:00",7.9,0]
["1979-03-11","12:00:00",5.8,0]
["1979-03-12","12:00:00",2.5,0]
["1979-03-13","12:00:00",1.2,0]
["1979-03-14","12:00:00",2.2999999999999998,0]
["1979-03-15","12:00:00",9.3000000000000007,0]
["1979-03-16","12:00:00",3.4,3.2]
["1979-03-17","12:00:00",1.9,0]
["1979-03-18","12:00:00",0.7,0]
["1979-03-19","12:00:00",1.2,0]
["1979-03-20","12:00:00",-1,0]
["1979-03-21","12:00:00",-1.4,0]
["1979-03-22","12:00:00",2.9,0]
["1979-03-23","12:00:00",8.1,0]
["1979-03-24","12:00:00",2.5,0]
["1979-03-25","12:00:00",-9.8000000000000007,0]
["1979-03-26","12:00:00",-8.1999999999999993,2.2000000000000002]
["1979-03-27","12:00:00",-8.3000000000000007,0.6]
["1979-03-28","12:00:00",-8.3000000000000007,0]
["1979-03-29","12:00:00",-4.5999999999999996,0]
["1979-03-30","12:00:00",-7,0.4]
["1979-03-31","12:00:00",-10.199999999999999,3.6]
["1979-04-01","12:00:00",-8,0]
["1979-04-02","12:00:00",-7.5,1]
["1979-04-03","12:00:00",-3.8,1.6]
["1979-04-04","12:00:00",-8,3.6]
["1979-04-05","12:00:00",-9.9,0.2]
["1979-04-06","12:00:00",4.5999999999999996,0]
["1979-04-07","12:00:00",4.4000000000000004,0]
["1979-04-08","12:00:00",9.6,0]
["1979-04-09","12:00:00",4.5,1.4]
["1979-04-10","12:00:00",-0.4,3.4]
["1979-04-11","12:00:00",-0.5,0]
["1979-04-12","12:00:00",-2.2000000000000002,0.2]
["1979-04-13","12:00:00",-3.4,1.6]
["1979-04-14","12:00:00",0.1,0.2]
["1979-04-15","12:00:00",2.2000000000000002,2]
["1979-04-16","12:00:00",-0.9,0.8]
["1979-04-17","12:00:00",1.1000000000000001,14]
["1979-04-18","12:00:00",0.6,0]
["1979-04-19","12:00:00",1.1000000000000001,4.2]
["1979-04-20","12:00:00",0.7,0.6]
["1979-04-21","12:00:00",2.2999999999999998,0]
["1979-04-22","12:00:00",1.2,0.4]
["1979-04-23","12:00:00",2.4,0]
["1979-04-24","12:00:00",3.3,0]
["1979-04-25","12:00:00",8.6,0]
["1979-04-26","12:00:00",6.4,0]
["1979-04-27","12:00:00",8.6999999999999993,0]
["1979-04-28","12:00:00",7.6,0]
["1979-04-29","12:00:00",6.1,0]
["1979-04-30","12:00:00",6.7,1.8]
["1979-05-01","12:00:00",1.1000000000000001,0]
["1979-05-02","12:00:00",2.8,1.6]
["1979-05-03","12:00:00",0.5,2.8]
["1979-05-04","12:00:00",0.6,1.8]
["1979-05-05","12:00:00",-0.1,2]
["1979-05-06","12:00:00",-0.7,7.8]
["1979-05-07","12:00:00",0.7,1.6]
["1979-05-08","12:00:00",4.4000000000000004,0]
["1979-05-09","12:00:00",5.5,0]
["1979-05-10","12:00:00",7.6,0]
["1979-05-11","12:00:00",7.3,0]
["1979-05-12","12:00:00",7.2,0.4]
["1979-05-13","12:00:00",7.8,3.4]
["1979-05-14","12:00:00",8.1999999999999993,0]
["1979-05-15","12:00:00",12.2,0.2]
["1979-05-16","12:00:00",7.5,7.4]
["1979-05-17","12:00:00",8,0]
["1979-05-18","12:00:00",6.9,12.4]
["1979-05-19","12:00:00",6.6,0]
["1979-05-20","12:00:00",7.8,0]
["1979-05-21","12:00:00",10.7,0]
["1979-05-22","12:00:00",10,0]
["1979-05-23","12:00:00",16.399999999999999,0]
["1979-05-24","12:00:00",15.2,0]
["1979-05-25","12:00:00",14.8,0]
["1979-05-26","12:00:00",17.399999999999999,0]
["1979-05-27","12:00:00",12.5,0]
["1979-05-28","12:00:00",7.7,0]
["1979-05-29","12:00:00",8.1,0]
["1979-05-30","12:00:00",7.1,0]
["1979-05-31","12:00:00",10,0]
["1979-06-01","12:00:00",15,0]
["1979-06-02","12:00:00",17.5,0]
["1979-06-03","12:00:00",15.9,0.8]
["1979-06-04","12:00:00",16.399999999999999,0]
["1979-06-05","12:00:00",12.7,0.4]
["1979-06-06","12:00:00",7.7,0]
["1979-06-07","12:00:00",9.9,0]
["1979-06-08","12:00:00",8.1999999999999993,0]
["1979-06-09","12:00:00",12.7,0]
["1979-06-10","12:00:00",15.3,0]
["1979-06-11","12:00:00",15.5,0]
["1979-06-12","12:00:00",18.100000000000001,0]
["1979-06-13","12:00:00",13.4,0]
["1979-06-14","12:00:00",8.1,2]
["1979-06-15","12:00:00",11,6]
["1979-06-16","12:00:00",9.1,0]
["1979-06-17","12:00:00",12.1,1.8]
["1979-06-18","12:00:00",14.3,3.9]
["1979-06-19","12:00:00",11.6,3.2]
["1979-06-20","12:00:00",11,26]
["1979-06-21","12:00:00",11.4,0]
["1979-06-22","12:00:00",13.9,1]
["1979-06-23","12:00:00",14.2,0]
["1979-06-24","12:00:00",12.3,0]
["1979-06-25","12:00:00",12.8,0]
["1979-06-26","12:00:00",15,0]
["1979-06-27","12:00:00",15.7,0.8]
["1979-06-28","12:00:00",18.399999999999999,0]
["1979-06-29","12:00:00",18.2,1.6]
["1979-06-30","12:00:00",20.100000000000001,0]
["1979-07-01","12:00:00",13.1,0]
["1979-07-02","12:00:00",11.2,0]
["1979-07-03","12:00:00",15,0]
["1979-07-04","12:00:00",16.399999999999999,4.5999999999999996]
["1979-07-05","12:00:00",20.100000000000001,0]
["1979-07-06","12:00:00",19.5,13.2]
["1979-07-07","12:00:00",18.899999999999999,0]
["1979-07-08","12:00:00",18.2,0]
["1979-07-09","12:00:00",16.899999999999999,0]
["1979-07-10","12:00:00",19.100000000000001,1]
["1979-07-11","12:00:00",17.3,0]
["1979-07-12","12:00:00",13.1,0]
["1979-07-13","12:00:00",15,0]
["1979-07-14","12:00:00",14,1.1000000000000001]
["1979-07-15","12:00:00",14.4,0]
["1979-07-16","12:00:00",18,0]
["1979-07-17","12:00:00",18.600000000000001,0]
["1979-07-18","12:00:00",20.3,0.4]
["1979-07-19","12:00:00",22.6,0]
["1979-07-20","12:00:00",21.8,0.8]
["1979-07-21","12:00:00",23.7,0]
["1979-07-22","12:00:00",19.100000000000001,0.6]
["1979-07-23","12:00:00",12.8,2.4]
["1979-07-24","12:00:00",13.6,9.1999999999999993]
["1979-07-25","12:00:00",12.2,0]
["1979-07-26","12:00:00",14,2.2000000000000002]
["1979-07-27","12:00:00",16.100000000000001,0]
["1979-07-28","12:00:00",17.8,0.6]
["1979-07-29","12:00:00",16.100000000000001,10.199999999999999]
["1979-07-30","12:00:00",14.9,0]
["1979-07-31","12:00:00",20.399999999999999,0]
["1979-08-01","12:00:00",18.100000000000001,0]
["1979-08-02","12:00:00",17.8,2.2000000000000002]
["1979-08-03","12:00:00",12.7,13.9]
["1979-08-04","12:00:00",12,0]
["1979-08-05","12:00:00",16.600000000000001,0]
["1979-08-06","12:00:00",15.2,0]
["1979-08-07","12:00:00",16.600000000000001,0]
["1979-08-08","12:00:00",13.5,1.6]
["1979-08-09","12:00:00",13.3,0]
["1979-08-10","12:00:00",16.5,0]
["1979-08-11","12:00:00",14,0]
["1979-08-12","12:00:00",14.3,0]
["1979-08-13","12:00:00",14,0]
["1979-08-14","12:00:00",12.5,0]
["1979-08-15","12:00:00",17.3,0.2]
["1979-08-16","12:00:00",18.100000000000001,0.4]
["1979-08-17","12:00:00",17.899999999999999,0]
["1979-08-18","12:00:00",19.600000000000001,0]
["1979-08-19","12:00:00",15.1,7]
["1979-08-20","12:00:00",16.3,0]
["1979-08-21","12:00:00",16.8,0]
["1979-08-22","12:00:00",15.7,0]
["1979-08-23","12:00:00",17.3,0]
["1979-08-24","12:00:00",13.1,0.4]
["1979-08-25","12:00:00",13,0.6]
["1979-08-26","12:00:00",14.2,0]
["1979-08-27","12:00:00",17,0]
["1979-08-28","12:00:00",19,0]
["1979-08-29","12:00:00",17,0]
["1979-08-30","12:00:00",17.2,1]
["1979-08-31","12:00:00",17.8,1.2]
["1979-09-01","12:00:00",14.7,0]
["1979-09-02","12:00:00",15.8,0]
["1979-09-03","12:00:00",15.9,0]
["1979-09-04","12:00:00",13.3,0]
["1979-09-05","12:00:00",12.7,0]
["1979-09-06","12:00:00",15,0]
["1979-09-07","12:00:00",14.2,0]
["1979-09-08","12:00:00",16.399999999999999,0]
["1979-09-09","12:00:00",12.6,10.4]
["1979-09-10","12:00:00",12.6,5.2]
["1979-09-11","12:00:00",8.6999999999999993,0.4]
["1979-09-12","12:00:00",8.5,0]
["1979-09-13","12:00:00",13.9,0]
["1979-09-14","12:00:00",18.899999999999999,0]
["1979-09-15","12:00:00",22.5,0]
["1979-09-16","12:00:00",16,0]
["1979-09-17","12:00:00",13.4,0]
["1979-09-18","12:00:00",15.9,0]
["1979-09-19","12:00:00",12.1,0.3]
["1979-09-20","12:00:00",12.2,0]
["1979-09-21","12:00:00",10.4,3.6]
["1979-09-22","12:00:00",12.4,0]
["1979-09-23","12:00:00",12.9,0]
["1979-09-24","12:00:00",12.3,0]
["1979-09-25","12:00:00",13.5,0]
["1979-09-26","12:00:00",15.8,0]
["1979-09-27","12:00:00",12.6,0]
["1979-09-28","12:00:00",11.9,0]
["1979-09-29","12:00:00",10,0]
["1979-09-30","12:00:00",9.5,0]
["1979-10-01","12:00:00",11.2,0]
["1979-10-02","12:00:00",9,0]
["1979-10-03","12:00:00",9.6999999999999993,0]
["1979-10-04","12:00:00",14.7,0]
["1979-10-05","12:00:00",7.9,0]
["1979-10-06","12:00:00",11.5,0]
["1979-10-07","12:00:00",6.8,4.8]
["1979-10-08","12:00:00",5.3,0]
["1979-10-09","12:00:00",9.8000000000000007,0]
["1979-10-10","12:00:00",19.2,0]
["1979-10-11","12:00:00",11.5,0]
["1979-10-12","12:00:00",12.9,0]
["1979-10-13","12:00:00",13,0]
["1979-10-14","12:00:00",12.3,0.2]
["1979-10-15","12:00:00",6.9,0]
["1979-10-16","12:00:00",9.4,0]
["1979-10-17","12:00:00",5.0999999999999996,1.6]
["1979-10-18","12:00:00",1.1000000000000001,0]
["1979-10-19","12:00:00",-1.9,7.6]
["1979-10-20","12:00:00",-2.2999999999999998,4]
["1979-10-21","12:00:00",-6.5,0]
["1979-10-22","12:00:00",-2.6,0]
["1979-10-23","12:00:00",5.7,0]
["1979-10-24","12:00:00",4,0.4]
["1979-10-25","12:00:00",8.6999999999999993,0]
["1979-10-26","12:00:00",9.5,0]
["1979-10-27","12:00:00",7.5,1.2]
["1979-10-28","12:00:00",2.4,0]
["1979-10-29","12:00:00",2.2000000000000002,0]
["1979-10-30","12:00:00",1.5,0]
["1979-10-31","12:00:00",0.1,0]
["1979-11-01","12:00:00",0.9,0]
["1979-11-02","12:00:00",-0.5,0]
["1979-11-03","12:00:00",-3.9,0]
["1979-11-04","12:00:00",-5.5,0]
["1979-11-05","12:00:00",-3.8,0]
["1979-11-06","12:00:00",-4.2,0]
["1979-11-07","12:00:00",-3.3,0]
["1979-11-08","12:00:00",-1.6,0]
["1979-11-09","12:00:00",-1.7,0.2]
["1979-11-10","12:00:00",-0.2,0.2]
["1979-11-11","12:00:00",0.7,0]
["1979-11-12","12:00:00",2.9,0]
["1979-11-13","12:00:00",3,0]
["1979-11-14","12:00:00",9.4,0]
["1979-11-15","12:00:00",8.4,0]
["1979-11-16","12:00:00",9.3000000000000007,0]
["1979-11-17","12:00:00",4.4000000000000004,0]
["1979-11-18","12:00:00",-0.2,0]
["1979-11-19","12:00:00",-1.9,0]
["1979-11-20","12:00:00",-1.6,0]
["1979-11-21","12:00:00",1.9,0]
["1979-11-22","12:00:00",2.7,0]
["1979-11-23","12:00:00",1,0]
["1979-11-24","12:00:00",1.1000000000000001,1.8]
["1979-11-25","12:00:00",-2.6,0.4]
["1979-11-26","12:00:00",-6.8,1.5]
["1979-11-27","12:00:00",-10.5,0.2]
["1979-11-28","12:00:00",-11.4,0]
["1979-11-29","12:00:00",-8.4,0]
["1979-11-30","12:00:00",0,0]
["1979-12-01","12:00:00",-2,0]
["1979-12-02","12:00:00",-3.4,0]
["1979-12-03","12:00:00",-4.2,0]
["1979-12-04","12:00:00",0.4,0]
["1979-12-05","12:00:00",4.7,0]
["1979-12-06","12:00:00",1.7,0.2]
["1979-12-07","12:00:00",-8.1,0]
["1979-12-08","12:00:00",2.1,0]
["1979-12-09","12:00:00",-2.9,2]
["1979-12-10","12:00:00",-11.7,5.4]
["1979-12-11","12:00:00",-9.5,0]
["1979-12-12","12:00:00",-11.8,0.2]
["1979-12-13","12:00:00",-17.899999999999999,0]
["1979-12-14","12:00:00",-19.100000000000001,6.2]
["1979-12-15","12:00:00",-29,1]
["1979-12-16","12:00:00",-16.600000000000001,0]
["1979-12-17","12:00:00",-1.7,0]
["1979-12-18","12:00:00",4.0999999999999996,0]
["1979-12-19","12:00:00",4.7,0]
["1979-12-20","12:00:00",2.2999999999999998,0]
["1979-12-21","12:00:00",0.1,0]
["1979-12-22","12:00:00",-1.3,0]
["1979-12-23","12:00:00",-8.9,0]
["1979-12-24","12:00:00",-1.7,0]
["1979-12-25","12:00:00",-4.0999999999999996,0]
["1979-12-26","12:00:00",-0.9,0]
["1979-12-27","12:00:00",-0.7,0]
["1979-12-28","12:00:00",-3.7,0]
["1979-12-29","12:00:00",-1.1000000000000001,0]
["1979-12-30","12:00:00",-6.1,0]
["1979-12-31","12:00:00",-2.5,0]
["1980-01-01","12:00:00",-7.2,0]
["1980-01-02","12:00:00",-7.6,0]
["1980-01-03","12:00:00",-6.7,0]
["1980-01-04","12:00:00",-10.3,0]
["1980-01-05","12:00:00",-18.600000000000001,1.6]
["1980-01-06","12:00:00",-22.7,0]
["1980-01-07","12:00:00",-22,0.4]
["1980-01-08","12:00:00",-28.9,0]
["1980-01-09","12:00:00",-28.2,0.5]
["1980-01-10","12:00:00",-29,0.2]
["1980-01-11","12:00:00",-25.5,0]
["1980-01-12","12:00:00",-7.8,0.7]
["1980-01-13","12:00:00",-8.6999999999999993,0]
["1980-01-14","12:00:00",-10.1,5.8]
["1980-01-15","12:00:00",-4.2,0]
["1980-01-16","12:00:00",-4.5,0]
["1980-01-17","12:00:00",-4.9000000000000004,0]
["1980-01-18","12:00:00",-12.9,0]
["1980-01-19","12:00:00",-9.6,0]
["1980-01-20","12:00:00",-3.3,0]
["1980-01-21","12:00:00",-4.3,0]
["1980-01-22","12:00:00",-0.7,0]
["1980-01-23","12:00:00",5.5,0]
["1980-01-24","12:00:00",-5,2.4]
["1980-01-25","12:00:00",-16.3,0.8]
["1980-01-26","12:00:00",-21.1,0.2]
["1980-01-27","12:00:00",-23.4,0]
["1980-01-28","12:00:00",-24.3,0]
["1980-01-29","12:00:00",-24,0]
["1980-01-30","12:00:00",-16.8,0]
["1980-01-31","12:00:00",-9.4,0]
["1980-02-01","12:00:00",1.7,0]
["1980-02-02","12:00:00",0.9,0]
["1980-02-03","12:00:00",2.6,0]
["1980-02-04","12:00:00",-1.3,0]
["1980-02-05","12:00:00",-7.1,0]
["1980-02-06","12:00:00",-4.9000000000000004,0]
["1980-02-07","12:00:00",-0.4,0]
["1980-02-08","12:00:00",2.5,0]
["1980-02-09","12:00:00",-0.1,0]
["1980-02-10","12:00:00",-3.8,0]
["1980-02-11","12:00:00",-1.6,0]
["1980-02-12","12:00:00",-6.6,0.8]
["1980-02-13","12:00:00",-16.600000000000001,0]
["1980-02-14","12:00:00",-19.2,0.6]
["1980-02-15","12:00:00",-20.7,1]
["1980-02-16","12:00:00",-15.9,0]
["1980-02-17","12:00:00",-12.9,0]
["1980-02-18","12:00:00",-12.7,4.4000000000000004]
["1980-02-19","12:00:00",-15.1,0.4]
["1980-02-20","12:00:00",-15.4,0]
["1980-02-21","12:00:00",-14.8,1]
["1980-02-22","12:00:00",-7,0]
["1980-02-23","12:00:00",-6.9,0]
["1980-02-24","12:00:00",-6.5,0]
["1980-02-25","12:00:00",-1.2,0]
["1980-02-26","12:00:00",-0.2,0]
["1980-02-27","12:00:00",0.7,0]
["1980-02-28","12:00:00",-5.8,2]
["1980-02-29","12:00:00",-6.7,0.4]
["1980-03-01","12:00:00",-1.2,0]
["1980-03-02","12:00:00",-7,1.4]
["1980-03-03","12:00:00",-17.3,2.6]
["1980-03-04","12:00:00",-17.7,0]
["1980-03-05","12:00:00",-13.3,0]
["1980-03-06","12:00:00",-10.1,0]
["1980-03-07","12:00:00",-9.8000000000000007,0]
["1980-03-08","12:00:00",-5.7,0]
["1980-03-09","12:00:00",-6.3,0.4]
["1980-03-10","12:00:00",-8.6,0.4]
["1980-03-11","12:00:00",-5.5,0.4]
["1980-03-12","12:00:00",-6,0]
["1980-03-13","12:00:00",-8.6999999999999993,1]
["1980-03-14","12:00:00",-10.199999999999999,0.2]
["1980-03-15","12:00:00",-11.3,2.4]
["1980-03-16","12:00:00",-8.9,0]
["1980-03-17","12:00:00",0.5,0]
["1980-03-18","12:00:00",2,0]
["1980-03-19","12:00:00",-0.6,0]
["1980-03-20","12:00:00",-0.6,0]
["1980-03-21","12:00:00",1.1000000000000001,1]
["1980-03-22","12:00:00",2.8,0]
["1980-03-23","12:00:00",1.1000000000000001,3.6]
["1980-03-24","12:00:00",-3.1,0]
["1980-03-25","12:00:00",-5.6,0]
["1980-03-26","12:00:00",-1.2,0]
["1980-03-27","12:00:00",0.7,0]
["1980-03-28","12:00:00",3.4,0]
["1980-03-29","12:00:00",1.1000000000000001,0.4]
["1980-03-30","12:00:00",0.5,0.2]
["1980-03-31","12:00:00",-2.2000000000000002,0]
["1980-04-01","12:00:00",-2.6,0]
["1980-04-02","12:00:00",-1.4,0]
["1980-04-03","12:00:00",0.4,0]
["1980-04-04","12:00:00",5.0999999999999996,0]
["1980-04-05","12:00:00",4.9000000000000004,0]
["1980-04-06","12:00:00",4,1]
["1980-04-07","12:00:00",2.2999999999999998,1.2]
["1980-04-08","12:00:00",2.5,0]
["1980-04-09","12:00:00",-0.6,7.2]
["1980-04-10","12:00:00",-0.1,12]
["1980-04-11","12:00:00",-0.7,0]
["1980-04-12","12:00:00",5.6,0]
["1980-04-13","12:00:00",13.1,0]
["1980-04-14","12:00:00",8.6,0]
["1980-04-15","12:00:00",11.1,0]
["1980-04-16","12:00:00",12.5,0]
["1980-04-17","12:00:00",15.4,0]
["1980-04-18","12:00:00",11.1,0]
["1980-04-19","12:00:00",11.8,0]
["1980-04-20","12:00:00",13.8,0]
["1980-04-21","12:00:00",5.8,0]
["1980-04-22","12:00:00",8.1,0]
["1980-04-23","12:00:00",12.5,0]
["1980-04-24","12:00:00",12.9,0]
["1980-04-25","12:00:00",14.3,0]
["1980-04-26","12:00:00",13.9,0]
["1980-04-27","12:00:00",15.8,0]
["1980-04-28","12:00:00",16,0]
["1980-04-29","12:00:00",14.6,0.8]
["1980-04-30","12:00:00",11.1,0]
["1980-05-01","12:00:00",13.2,0]
["1980-05-02","12:00:00",16.600000000000001,0.8]
["1980-05-03","12:00:00",11.9,0]
["1980-05-04","12:00:00",12,0]
["1980-05-05","12:00:00",12.5,0]
["1980-05-06","12:00:00",9.9,0]
["1980-05-07","12:00:00",8.9,0]
["1980-05-08","12:00:00",11.4,0]
["1980-05-09","12:00:00",9,0]
["1980-05-10","12:00:00",9.9,0]
["1980-05-11","12:00:00",8.1999999999999993,0]
["1980-05-12","12:00:00",9.8000000000000007,0]
["1980-05-13","12:00:00",10.5,0]
["1980-05-14","12:00:00",11.1,0]
["1980-05-15","12:00:00",11,0]
["1980-05-16","12:00:00",12.6,0]
["1980-05-17","12:00:00",14.9,0]
["1980-05-18","12:00:00",17.5,0]
["1980-05-19","12:00:00",12.8,0]
["1980-05-20","12:00:00",17.3,0]
["1980-05-21","12:00:00",16.899999999999999,0]
["1980-05-22","12:00:00",14.4,0.4]
["1980-05-23","12:00:00",9.9,38.200000000000003]
["1980-05-24","12:00:00",7.4,7.6]
["1980-05-25","12:00:00",5.0999999999999996,18.5]
["1980-05-26","12:00:00",6.3,18.8]
["1980-05-27","12:00:00",8.4,3.4]
["1980-05-28","12:00:00",9.8000000000000007,7.4]
["1980-05-29","12:00:00",10.1,0]
["1980-05-30","12:00:00",8.5,0]
["1980-05-31","12:00:00",10.5,0]
["1980-06-01","12:00:00",12.6,21.4]
["1980-06-02","12:00:00",10,5.8]
["1980-06-03","12:00:00",7.9,3.4]
["1980-06-04","12:00:00",10.1,2.2999999999999998]
["1980-06-05","12:00:00",8.8000000000000007,0]
["1980-06-06","12:00:00",8.6999999999999993,0]
["1980-06-07","12:00:00",10,0]
["1980-06-08","12:00:00",13.1,0]
["1980-06-09","12:00:00",16.600000000000001,0]
["1980-06-10","12:00:00",16.7,0]
["1980-06-11","12:00:00",13.2,1]
["1980-06-12","12:00:00",14.2,0]
["1980-06-13","12:00:00",15.1,0]
["1980-06-14","12:00:00",16,0.6]
["1980-06-15","12:00:00",15.6,0]
["1980-06-16","12:00:00",18.7,0.2]
["1980-06-17","12:00:00",17.600000000000001,0]
["1980-06-18","12:00:00",12.3,0]
["1980-06-19","12:00:00",16.3,17.8]
["1980-06-20","12:00:00",17.8,1.8]
["1980-06-21","12:00:00",17.7,0]
["1980-06-22","12:00:00",17.100000000000001,3.6]
["1980-06-23","12:00:00",13.2,13.4]
["1980-06-24","12:00:00",11.2,0]
["1980-06-25","12:00:00",12.5,9.9]
["1980-06-26","12:00:00",11.9,9.8000000000000007]
["1980-06-27","12:00:00",13.2,8.1999999999999993]
["1980-06-28","12:00:00",14.2,0.2]
["1980-06-29","12:00:00",12.2,4.2]
["1980-06-30","12:00:00",10.199999999999999,0]
["1980-07-01","12:00:00",14.4,0]
["1980-07-02","12:00:00",16.5,0]
["1980-07-03","12:00:00",17.399999999999999,0]
["1980-07-04","12:00:00",17,0]
["1980-07-05","12:00:00",15.5,0]
["1980-07-06","12:00:00",14,0]
["1980-07-07","12:00:00",17.399999999999999,0]
["1980-07-08","12:00:00",19.7,0]
["1980-07-09","12:00:00",18.899999999999999,0]
["1980-07-10","12:00:00",17.899999999999999,0]
["1980-07-11","12:00:00",14.9,0]
["1980-07-12","12:00:00",13.7,12.6]
["1980-07-13","12:00:00",14.9,0]
["1980-07-14","12:00:00",16.600000000000001,1.2]
["1980-07-15","12:00:00",16.8,1.1000000000000001]
["1980-07-16","12:00:00",16.3,0]
["1980-07-17","12:00:00",13.3,0.2]
["1980-07-18","12:00:00",14.1,4]
["1980-07-19","12:00:00",10.199999999999999,12.8]
["1980-07-20","12:00:00",13.4,0]
["1980-07-21","12:00:00",17.7,0]
["1980-07-22","12:00:00",20.5,0]
["1980-07-23","12:00:00",20.100000000000001,0]
["1980-07-24","12:00:00",14.9,0]
["1980-07-25","12:00:00",18.100000000000001,0]
["1980-07-26","12:00:00",17.600000000000001,0]
["1980-07-27","12:00:00",16.5,1.2]
["1980-07-28","12:00:00",18.7,0]
["1980-07-29","12:00:00",14.7,16.899999999999999]
["1980-07-30","12:00:00",15.5,0]
["1980-07-31","12:00:00",16.8,0]
["1980-08-01","12:00:00",17.5,1]
["1980-08-02","12:00:00",15.5,0.2]
["1980-08-03","12:00:00",11.5,2.1]
["1980-08-04","12:00:00",15,0.8]
["1980-08-05","12:00:00",11.8,0.4]
["1980-08-06","12:00:00",11.9,1]
["1980-08-07","12:00:00",12.4,0.4]
["1980-08-08","12:00:00",13.4,2.4]
["1980-08-09","12:00:00",16,0]
["1980-08-10","12:00:00",14.6,4]
["1980-08-11","12:00:00",13.2,2.6]
["1980-08-12","12:00:00",13.5,0.6]
["1980-08-13","12:00:00",12.9,0]
["1980-08-14","12:00:00",14.6,0]
["1980-08-15","12:00:00",14.4,0]
["1980-08-16","12:00:00",14.4,0]
["1980-08-17","12:00:00",14.2,0.8]
["1980-08-18","12:00:00",13.5,2.7]
["1980-08-19","12:00:00",13.4,0]
["1980-08-20","12:00:00",12.9,5.8]
["1980-08-21","12:00:00",9.8000000000000007,0.2]
["1980-08-22","12:00:00",10.6,0]
["1980-08-23","12:00:00",15.6,0]
["1980-08-24","12:00:00",7.6,3]
["1980-08-25","12:00:00",6.8,0]
["1980-08-26","12:00:00",11.7,0]
["1980-08-27","12:00:00",14,0]
["1980-08-28","12:00:00",9.8000000000000007,1.2]
["1980-08-29","12:00:00",10.5,0]
["1980-08-30","12:00:00",10.7,1.7]
["1980-08-31","12:00:00",8.6,0.4]
["1980-09-01","12:00:00",9.4,0]
["1980-09-02","12:00:00",12.7,0.4]
["1980-09-03","12:00:00",11.4,5.2]
["1980-09-04","12:00:00",12.8,0]
["1980-09-05","12:00:00",17.899999999999999,0]
["1980-09-06","12:00:00",17.899999999999999,0]
["1980-09-07","12:00:00",14.6,0.6]
["1980-09-08","12:00:00",9.5,0]
["1980-09-09","12:00:00",13.8,0]
["1980-09-10","12:00:00",15.4,0]
["1980-09-11","12:00:00",11,0]
["1980-09-12","12:00:00",8,0.8]
["1980-09-13","12:00:00",6.9,16]
["1980-09-14","12:00:00",11.4,2.2000000000000002]
["1980-09-15","12:00:00",6.8,0]
["1980-09-16","12:00:00",11.6,0]
["1980-09-17","12:00:00",7.9,6.4]
["1980-09-18","12:00:00",6.6,0.4]
["1980-09-19","12:00:00",11.8,0.4]
["1980-09-20","12:00:00",9.8000000000000007,0.2]
["1980-09-21","12:00:00",3.7,0.2]
["1980-09-22","12:00:00",8.6999999999999993,0]
["1980-09-23","12:00:00",7.9,3]
["1980-09-24","12:00:00",6,3.2]
["1980-09-25","12:00:00",8.5,0]
["1980-09-26","12:00:00",8.8000000000000007,0]
["1980-09-27","12:00:00",12.4,0]
["1980-09-28","12:00:00",14.8,0]
["1980-09-29","12:00:00",17.3,0]
["1980-09-30","12:00:00",11.3,2]
["1980-10-01","12:00:00",10.8,0]
["1980-10-02","12:00:00",14,0]
["1980-10-03","12:00:00",17.7,0]
["1980-10-04","12:00:00",18.2,0]
["1980-10-05","12:00:00",20.3,0]
["1980-10-06","12:00:00",19.7,0]
["1980-10-07","12:00:00",16,0]
["1980-10-08","12:00:00",14.8,1.7]
["1980-10-09","12:00:00",7.6,0]
["1980-10-10","12:00:00",5.3,0]
["1980-10-11","12:00:00",9.6999999999999993,0]
["1980-10-12","12:00:00",10,0]
["1980-10-13","12:00:00",7.9,12.1]
["1980-10-14","12:00:00",5.2,0.4]
["1980-10-15","12:00:00",2.6,0]
["1980-10-16","12:00:00",4.0999999999999996,1]
["1980-10-17","12:00:00",10.9,0.8]
["1980-10-18","12:00:00",10.4,0]
["1980-10-19","12:00:00",10.9,0]
["1980-10-20","12:00:00",4.5999999999999996,0]
["1980-10-21","12:00:00",1.9,12.4]
["1980-10-22","12:00:00",1,0]
["1980-10-23","12:00:00",-0.1,0]
["1980-10-24","12:00:00",1.5,0]
["1980-10-25","12:00:00",-0.9,1.6]
["1980-10-26","12:00:00",-2.1,1.2]
["1980-10-27","12:00:00",-1.7,0]
["1980-10-28","12:00:00",6.2,0]
["1980-10-29","12:00:00",9.1999999999999993,0]
["1980-10-30","12:00:00",2.4,0]
["1980-10-31","12:00:00",4.8,0]
["1980-11-01","12:00:00",9.5,0]
["1980-11-02","12:00:00",7.4,0]
["1980-11-03","12:00:00",5.5,0]
["1980-11-04","12:00:00",11.8,0]
["1980-11-05","12:00:00",12.4,0]
["1980-11-06","12:00:00",8.9,0]
["1980-11-07","12:00:00",7.9,0]
["1980-11-08","12:00:00",6.9,0]
["1980-11-09","12:00:00",3.6,0]
["1980-11-10","12:00:00",-0.8,0]
["1980-11-11","12:00:00",-2.5,0]
["1980-11-12","12:00:00",-3.8,0]
["1980-11-13","12:00:00",-3.5,0]
["1980-11-14","12:00:00",0,0]
["1980-11-15","12:00:00",-1.9,0]
["1980-11-16","12:00:00",-1.7,0]
["1980-11-17","12:00:00",4.0999999999999996,0]
["1980-11-18","12:00:00",3.2,0]
["1980-11-19","12:00:00",0.2,0.8]
["1980-11-20","12:00:00",2,0]
["1980-11-21","12:00:00",2.2000000000000002,2]
["1980-11-22","12:00:00",-4.9000000000000004,0.2]
["1980-11-23","12:00:00",-7.9,0]
["1980-11-24","12:00:00",-4.9000000000000004,0]
["1980-11-25","12:00:00",0.4,0]
["1980-11-26","12:00:00",0.9,0]
["1980-11-27","12:00:00",5.4,0]
["1980-11-28","12:00:00",0.5,0]
["1980-11-29","12:00:00",-3.9,9.4]
["1980-11-30","12:00:00",-13.7,3.8]
["1980-12-01","12:00:00",-23.3,0.9]
["1980-12-02","12:00:00",-24.8,6.2]
["1980-12-03","12:00:00",-24.8,2.4]
["1980-12-04","12:00:00",-26.1,0.6]
["1980-12-05","12:00:00",-27.9,0.6]
["1980-12-06","12:00:00",-30.1,0]
["1980-12-07","12:00:00",-19.3,0]
["1980-12-08","12:00:00",-6.4,0]
["1980-12-09","12:00:00",-10.8,0.2]
["1980-12-10","12:00:00",-12.8,0]
["1980-12-11","12:00:00",4.0999999999999996,0]
["1980-12-12","12:00:00",1.7,0]
["1980-12-13","12:00:00",-1.4,0]
["1980-12-14","12:00:00",6.3,0]
["1980-12-15","12:00:00",11.2,0]
["1980-12-16","12:00:00",9,0]
["1980-12-17","12:00:00",-4.4000000000000004,1.8]
["1980-12-18","12:00:00",-17.2,0]
["1980-12-19","12:00:00",-20.100000000000001,1]
["1980-12-20","12:00:00",-20.6,2.6]
["1980-12-21","12:00:00",-20.6,0]
["1980-12-22","12:00:00",-19.8,0.3]
["1980-12-23","12:00:00",-21.6,1.4]
["1980-12-24","12:00:00",-11,0]
["1980-12-25","12:00:00",-11.7,0]
["1980-12-26","12:00:00",2.1,0]
["1980-12-27","12:00:00",8.5,0.4]
["1980-12-28","12:00:00",5.8,0]
["1980-12-29","12:00:00",4.8,0]
["1980-12-30","12:00:00",5.7,0]
["1980-12-31","12:00:00",0.2,0]
["1981-01-01","12:00:00",-2.4,0]
["1981-01-02","12:00:00",-1.7,0]
["1981-01-03","12:00:00",1.8,0]
["1981-01-04","12:00:00",0.5,0]
["1981-01-05","12:00:00",0.4,0]
["1981-01-06","12:00:00",0.3,0]
["1981-01-07","12:00:00",0.3,0]
["1981-01-08","12:00:00",-1.5,0]
["1981-01-09","12:00:00",1.3,0]
["1981-01-10","12:00:00",-1.2,0]
["1981-01-11","12:00:00",0.9,0]
["1981-01-12","12:00:00",3.7,0]
["1981-01-13","12:00:00",1.3,0]
["1981-01-14","12:00:00",0.6,0]
["1981-01-15","12:00:00",-5.2,0]
["1981-01-16","12:00:00",-7.4,0]
["1981-01-17","12:00:00",-4.7,0]
["1981-01-18","12:00:00",5.8,0]
["1981-01-19","12:00:00",6.4,0]
["1981-01-20","12:00:00",6.8,0]
["1981-01-21","12:00:00",5.0999999999999996,0]
["1981-01-22","12:00:00",5.8,0]
["1981-01-23","12:00:00",6.2,0]
["1981-01-24","12:00:00",0.9,2.9]
["1981-01-25","12:00:00",-1.7,0]
["1981-01-26","12:00:00",-6.9,0]
["1981-01-27","12:00:00",-10,0]
["1981-01-28","12:00:00",-12.9,1.4]
["1981-01-29","12:00:00",-11.9,0]
["1981-01-30","12:00:00",-8.4,0]
["1981-01-31","12:00:00",-5.5,0.4]
["1981-02-01","12:00:00",-7.5,0]
["1981-02-02","12:00:00",-3.3,0]
["1981-02-03","12:00:00",-2.4,0]
["1981-02-04","12:00:00",-4.8,0]
["1981-02-05","12:00:00",-4,0]
["1981-02-06","12:00:00",-7.4,0]
["1981-02-07","12:00:00",-9.1,2.4]
["1981-02-08","12:00:00",-10.6,1.2]
["1981-02-09","12:00:00",-22.4,0.4]
["1981-02-10","12:00:00",-19.600000000000001,0]
["1981-02-11","12:00:00",-13.4,0]
["1981-02-12","12:00:00",-8.8000000000000007,0]
["1981-02-13","12:00:00",-3.4,0]
["1981-02-14","12:00:00",3.4,0]
["1981-02-15","12:00:00",5.8,0]
["1981-02-16","12:00:00",5.9,0]
["1981-02-17","12:00:00",4.7,0]
["1981-02-18","12:00:00",4,0]
["1981-02-19","12:00:00",6.1,0]
["1981-02-20","12:00:00",5.0999999999999996,0]
["1981-02-21","12:00:00",6.7,0]
["1981-02-22","12:00:00",7.4,0]
["1981-02-23","12:00:00",1.8,0]
["1981-02-24","12:00:00",-4.3,2.7]
["1981-02-25","12:00:00",-6.2,1.8]
["1981-02-26","12:00:00",-3.7,0.2]
["1981-02-27","12:00:00",-3.3,0]
["1981-02-28","12:00:00",-1.8,0]
["1981-03-01","12:00:00",-2.2999999999999998,0]
["1981-03-02","12:00:00",3.5,0]
["1981-03-03","12:00:00",1.7,0]
["1981-03-04","12:00:00",1.6,0]
["1981-03-05","12:00:00",-2.2999999999999998,0]
["1981-03-06","12:00:00",-3.7,0]
["1981-03-07","12:00:00",-1.2,0]
["1981-03-08","12:00:00",1.6,0]
["1981-03-09","12:00:00",2.2999999999999998,0]
["1981-03-10","12:00:00",6.2,0]
["1981-03-11","12:00:00",4.5,0]
["1981-03-12","12:00:00",1.2,0]
["1981-03-13","12:00:00",4,0.4]
["1981-03-14","12:00:00",4.5999999999999996,0]
["1981-03-15","12:00:00",5.9,0]
["1981-03-16","12:00:00",6.7,0.2]
["1981-03-17","12:00:00",2.7,0]
["1981-03-18","12:00:00",-1.4,0]
["1981-03-19","12:00:00",0,0]
["1981-03-20","12:00:00",-7.5,0.2]
["1981-03-21","12:00:00",-8.1999999999999993,0]
["1981-03-22","12:00:00",0.2,0]
["1981-03-23","12:00:00",3.8,0.8]
["1981-03-24","12:00:00",4.8,0]
["1981-03-25","12:00:00",4.5,0.4]
["1981-03-26","12:00:00",3.9,6.3]
["1981-03-27","12:00:00",3.6,0]
["1981-03-28","12:00:00",8.6999999999999993,0]
["1981-03-29","12:00:00",5.5,15.4]
["1981-03-30","12:00:00",3.1,11.9]
["1981-03-31","12:00:00",5.2,0]
["1981-04-01","12:00:00",2.9,0]
["1981-04-02","12:00:00",3.6,0]
["1981-04-03","12:00:00",3,0]
["1981-04-04","12:00:00",1.1000000000000001,0]
["1981-04-05","12:00:00",7.4,0]
["1981-04-06","12:00:00",1.9,0]
["1981-04-07","12:00:00",-0.2,0]
["1981-04-08","12:00:00",2.1,0]
["1981-04-09","12:00:00",2.9,0]
["1981-04-10","12:00:00",2.7,0]
["1981-04-11","12:00:00",0.7,1.6]
["1981-04-12","12:00:00",-7.4,0.4]
["1981-04-13","12:00:00",-1.5,0]
["1981-04-14","12:00:00",4.7,0]
["1981-04-15","12:00:00",10.3,0]
["1981-04-16","12:00:00",8.6999999999999993,0]
["1981-04-17","12:00:00",6.9,0]
["1981-04-18","12:00:00",5.2,0]
["1981-04-19","12:00:00",7.9,0]
["1981-04-20","12:00:00",12.3,0.2]
["1981-04-21","12:00:00",6.7,0]
["1981-04-22","12:00:00",8.1999999999999993,0]
["1981-04-23","12:00:00",14.7,0]
["1981-04-24","12:00:00",10.8,0]
["1981-04-25","12:00:00",4.2,0]
["1981-04-26","12:00:00",3.9,0]
["1981-04-27","12:00:00",7.1,0]
["1981-04-28","12:00:00",12.3,0]
["1981-04-29","12:00:00",10.6,0.4]
["1981-04-30","12:00:00",13,0]
["1981-05-01","12:00:00",15.3,0]
["1981-05-02","12:00:00",6.4,5.2]
["1981-05-03","12:00:00",5.0999999999999996,0]
["1981-05-04","12:00:00",6.3,0.2]
["1981-05-05","12:00:00",5.8,3.5]
["1981-05-06","12:00:00",1.8,51.8]
["1981-05-07","12:00:00",3.1,18.399999999999999]
["1981-05-08","12:00:00",5.8,1.6]
["1981-05-09","12:00:00",9.6,1]
["1981-05-10","12:00:00",7.4,0]
["1981-05-11","12:00:00",6,0.2]
["1981-05-12","12:00:00",7.3,0]
["1981-05-13","12:00:00",10.199999999999999,0]
["1981-05-14","12:00:00",11.7,3.5]
["1981-05-15","12:00:00",6.2,11.6]
["1981-05-16","12:00:00",2.7,10.6]
["1981-05-17","12:00:00",8.1999999999999993,0]
["1981-05-18","12:00:00",11.3,0]
["1981-05-19","12:00:00",13.7,0.4]
["1981-05-20","12:00:00",12.9,4.2]
["1981-05-21","12:00:00",13,0.8]
["1981-05-22","12:00:00",15.3,4.4000000000000004]
["1981-05-23","12:00:00",14.8,0.6]
["1981-05-24","12:00:00",14.9,0]
["1981-05-25","12:00:00",15.6,0]
["1981-05-26","12:00:00",15.7,0]
["1981-05-27","12:00:00",13.3,1.2]
["1981-05-28","12:00:00",11.1,0]
["1981-05-29","12:00:00",12.6,0]
["1981-05-30","12:00:00",14.7,0.2]
["1981-05-31","12:00:00",11.5,22.7]
["1981-06-01","12:00:00",12.2,8.6]
["1981-06-02","12:00:00",15,0]
["1981-06-03","12:00:00",14.4,1.2]
["1981-06-04","12:00:00",15.2,0]
["1981-06-05","12:00:00",14.3,0]
["1981-06-06","12:00:00",14.2,1.4]
["1981-06-07","12:00:00",11.6,0]
["1981-06-08","12:00:00",11.3,3.8]
["1981-06-09","12:00:00",10.1,4]
["1981-06-10","12:00:00",10.199999999999999,4.8]
["1981-06-11","12:00:00",8.6,0]
["1981-06-12","12:00:00",9.1999999999999993,0.2]
["1981-06-13","12:00:00",8.9,12.6]
["1981-06-14","12:00:00",11.4,0.2]
["1981-06-15","12:00:00",11.5,0.4]
["1981-06-16","12:00:00",11.9,0]
["1981-06-17","12:00:00",8.6,3.2]
["1981-06-18","12:00:00",8.6,0]
["1981-06-19","12:00:00",14.8,0]
["1981-06-20","12:00:00",12.1,0.2]
["1981-06-21","12:00:00",10.3,3.2]
["1981-06-22","12:00:00",11.4,0]
["1981-06-23","12:00:00",12.5,1]
["1981-06-24","12:00:00",12.9,0]
["1981-06-25","12:00:00",15.4,0]
["1981-06-26","12:00:00",15.1,9.6]
["1981-06-27","12:00:00",10,14.1]
["1981-06-28","12:00:00",12.6,0]
["1981-06-29","12:00:00",15.7,0]
["1981-06-30","12:00:00",18.5,0.4]
["1981-07-01","12:00:00",13.2,13.1]
["1981-07-02","12:00:00",17.399999999999999,0]
["1981-07-03","12:00:00",20.3,0]
["1981-07-04","12:00:00",20.9,0]
["1981-07-05","12:00:00",17.5,0]
["1981-07-06","12:00:00",19,0]
["1981-07-07","12:00:00",10,15.4]
["1981-07-08","12:00:00",11.9,0]
["1981-07-09","12:00:00",11.8,0]
["1981-07-10","12:00:00",11.7,0.2]
["1981-07-11","12:00:00",15,0]
["1981-07-12","12:00:00",15.4,0]
["1981-07-13","12:00:00",15.7,12.4]
["1981-07-14","12:00:00",12,21.8]
["1981-07-15","12:00:00",14.2,3.7]
["1981-07-16","12:00:00",13.9,4.9000000000000004]
["1981-07-17","12:00:00",14.7,0]
["1981-07-18","12:00:00",17.899999999999999,0]
["1981-07-19","12:00:00",18.600000000000001,6.1]
["1981-07-20","12:00:00",16.8,0.4]
["1981-07-21","12:00:00",16,2.2999999999999998]
["1981-07-22","12:00:00",16.899999999999999,2.1]
["1981-07-23","12:00:00",13.6,3.2]
["1981-07-24","12:00:00",12,19.8]
["1981-07-25","12:00:00",11.5,0]
["1981-07-26","12:00:00",15.2,0]
["1981-07-27","12:00:00",18.5,0]
["1981-07-28","12:00:00",17.2,9.4]
["1981-07-29","12:00:00",15.7,10]
["1981-07-30","12:00:00",13.1,2.2000000000000002]
["1981-07-31","12:00:00",14.5,0]
["1981-08-01","12:00:00",15.1,10.199999999999999]
["1981-08-02","12:00:00",15.3,0]
["1981-08-03","12:00:00",15.4,7.6]
["1981-08-04","12:00:00",13.1,0]
["1981-08-05","12:00:00",15.9,0]
["1981-08-06","12:00:00",18.2,0]
["1981-08-07","12:00:00",18.7,0]
["1981-08-08","12:00:00",17.100000000000001,0]
["1981-08-09","12:00:00",18.2,0]
["1981-08-10","12:00:00",20.9,0]
["1981-08-11","12:00:00",20.9,0]
["1981-08-12","12:00:00",20.100000000000001,0.2]
["1981-08-13","12:00:00",17.100000000000001,0]
["1981-08-14","12:00:00",18.8,0]
["1981-08-15","12:00:00",20.3,5.8]
["1981-08-16","12:00:00",19,1.2]
["1981-08-17","12:00:00",17.600000000000001,1.4]
["1981-08-18","12:00:00",17.5,0]
["1981-08-19","12:00:00",20.8,0]
["1981-08-20","12:00:00",19.3,0]
["1981-08-21","12:00:00",16.5,0]
["1981-08-22","12:00:00",16.399999999999999,0]
["1981-08-23","12:00:00",17.2,0]
["1981-08-24","12:00:00",18.7,0]
["1981-08-25","12:00:00",21.4,0]
["1981-08-26","12:00:00",22.4,0]
["1981-08-27","12:00:00",23,0]
["1981-08-28","12:00:00",16,0]
["1981-08-29","12:00:00",13.6,0]
["1981-08-30","12:00:00",9.9,2]
["1981-08-31","12:00:00",11.6,0]
["1981-09-01","12:00:00",15.2,3.4]
["1981-09-02","12:00:00",7.5,1.3]
["1981-09-03","12:00:00",11.9,0]
["1981-09-04","12:00:00",10.8,4]
["1981-09-05","12:00:00",12.2,0]
["1981-09-06","12:00:00",14.4,0]
["1981-09-07","12:00:00",17.899999999999999,0]
["1981-09-08","12:00:00",21.2,0]
["1981-09-09","12:00:00",21.6,0]
["1981-09-10","12:00:00",15.9,0.2]
["1981-09-11","12:00:00",17.3,0]
["1981-09-12","12:00:00",13.7,0]
["1981-09-13","12:00:00",9.9,0]
["1981-09-14","12:00:00",9.9,0]
["1981-09-15","12:00:00",12.5,0]
["1981-09-16","12:00:00",18,0]
["1981-09-17","12:00:00",20.5,0]
["1981-09-18","12:00:00",20.6,0]
["1981-09-19","12:00:00",14.7,26.4]
["1981-09-20","12:00:00",10.4,0.8]
["1981-09-21","12:00:00",8.5,0]
["1981-09-22","12:00:00",8.5,1]
["1981-09-23","12:00:00",7.4,0.4]
["1981-09-24","12:00:00",5.7,0]
["1981-09-25","12:00:00",4.3,2.6]
["1981-09-26","12:00:00",4,0]
["1981-09-27","12:00:00",4.7,0]
["1981-09-28","12:00:00",8.8000000000000007,0]
["1981-09-29","12:00:00",8.8000000000000007,0]
["1981-09-30","12:00:00",8,0]
["1981-10-01","12:00:00",14.4,0]
["1981-10-02","12:00:00",3.9,1.2]
["1981-10-03","12:00:00",2.9,0]
["1981-10-04","12:00:00",2.1,0]
["1981-10-05","12:00:00",2.7,0]
["1981-10-06","12:00:00",10.9,0]
["1981-10-07","12:00:00",14.2,0]
["1981-10-08","12:00:00",7.2,4.5999999999999996]
["1981-10-09","12:00:00",-0.4,6]
["1981-10-10","12:00:00",3.5,2.1]
["1981-10-11","12:00:00",0.2,2.9]
["1981-10-12","12:00:00",0.7,0]
["1981-10-13","12:00:00",2.5,0.6]
["1981-10-14","12:00:00",10.9,0.4]
["1981-10-15","12:00:00",11.3,0]
["1981-10-16","12:00:00",10.9,0.4]
["1981-10-17","12:00:00",5.2,0]
["1981-10-18","12:00:00",9.8000000000000007,0]
["1981-10-19","12:00:00",6.6,0.6]
["1981-10-20","12:00:00",0.4,0]
["1981-10-21","12:00:00",-0.9,0]
["1981-10-22","12:00:00",-0.8,0]
["1981-10-23","12:00:00",3.8,0]
["1981-10-24","12:00:00",2.2000000000000002,7.8]
["1981-10-25","12:00:00",7.9,0]
["1981-10-26","12:00:00",2.6,11.6]
["1981-10-27","12:00:00",3.7,0]
["1981-10-28","12:00:00",7.6,0]
["1981-10-29","12:00:00",3.4,0]
["1981-10-30","12:00:00",4.2,0]
["1981-10-31","12:00:00",11.5,0]
["1981-11-01","12:00:00",5.2,0]
["1981-11-02","12:00:00",9.3000000000000007,0]
["1981-11-03","12:00:00",8.9,0]
["1981-11-04","12:00:00",4.7,0]
["1981-11-05","12:00:00",7,0]
["1981-11-06","12:00:00",9.6,0]
["1981-11-07","12:00:00",5.3,0]
["1981-11-08","12:00:00",2.2999999999999998,0]
["1981-11-09","12:00:00",9.9,0]
["1981-11-10","12:00:00",6.3,0]
["1981-11-11","12:00:00",9.6999999999999993,0]
["1981-11-12","12:00:00",9.6999999999999993,0]
["1981-11-13","12:00:00",-0.4,0]
["1981-11-14","12:00:00",0.9,0.6]
["1981-11-15","12:00:00",2.9,0]
["1981-11-16","12:00:00",-0.1,0]
["1981-11-17","12:00:00",-6.2,4]
["1981-11-18","12:00:00",-4.7,2.4]
["1981-11-19","12:00:00",-2.4,0]
["1981-11-20","12:00:00",3,0]
["1981-11-21","12:00:00",1.6,0]
["1981-11-22","12:00:00",-0.3,0]
["1981-11-23","12:00:00",-0.3,0]
["1981-11-24","12:00:00",-4.7,0]
["1981-11-25","12:00:00",-4.4000000000000004,0]
["1981-11-26","12:00:00",-3.5,0]
["1981-11-27","12:00:00",-7.4,0]
["1981-11-28","12:00:00",-5.3,0]
["1981-11-29","12:00:00",2.2000000000000002,0]
["1981-11-30","12:00:00",-2.1,0]
["1981-12-01","12:00:00",-1.1000000000000001,0]
["1981-12-02","12:00:00",0.4,0]
["1981-12-03","12:00:00",-2.1,0]
["1981-12-04","12:00:00",-1,0]
["1981-12-05","12:00:00",3.5,0]
["1981-12-06","12:00:00",-1.9,0]
["1981-12-07","12:00:00",-4.3,0]
["1981-12-08","12:00:00",-5.0999999999999996,0]
["1981-12-09","12:00:00",-6.8,0]
["1981-12-10","12:00:00",-5.2,0]
["1981-12-11","12:00:00",-5.2,0]
["1981-12-12","12:00:00",-9.8000000000000007,0.4]
["1981-12-13","12:00:00",-14.7,0]
["1981-12-14","12:00:00",-12.3,1.8]
["1981-12-15","12:00:00",-8.6999999999999993,0]
["1981-12-16","12:00:00",-8,0]
["1981-12-17","12:00:00",-7.2,0]
["1981-12-18","12:00:00",-3.8,0]
["1981-12-19","12:00:00",4.7,0]
["1981-12-20","12:00:00",1.9,0]
["1981-12-21","12:00:00",-3.9,0]
["1981-12-22","12:00:00",-8.6,0]
["1981-12-23","12:00:00",-7.8,0]
["1981-12-24","12:00:00",-9.1,0]
["1981-12-25","12:00:00",-3.9,0]
["1981-12-26","12:00:00",-6.2,0]
["1981-12-27","12:00:00",-15.8,1.6]
["1981-12-28","12:00:00",-23.2,0.2]
["1981-12-29","12:00:00",-24.7,0]
["1981-12-30","12:00:00",-25,0]
["1981-12-31","12:00:00",-26.3,0]
["1982-01-01","12:00:00",-26,2.7]
["1982-01-02","12:00:00",-27.6,0]
["1982-01-03","12:00:00",-28.7,0]
["1982-01-04","12:00:00",-29.5,0.8]
["1982-01-05","12:00:00",-28.7,0]
["1982-01-06","12:00:00",-17.899999999999999,0]
["1982-01-07","12:00:00",-15.4,0.4]
["1982-01-08","12:00:00",-25.6,0]
["1982-01-09","12:00:00",-22.3,0.8]
["1982-01-10","12:00:00",-21.6,1.8]
["1982-01-11","12:00:00",-18.2,1.9]
["1982-01-12","12:00:00",-11.3,2.8]
["1982-01-13","12:00:00",-3.6,0]
["1982-01-14","12:00:00",-8.6,1.6]
["1982-01-15","12:00:00",-24.5,0.8]
["1982-01-16","12:00:00",-21.2,0.6]
["1982-01-17","12:00:00",-9.3000000000000007,0]
["1982-01-18","12:00:00",-20.6,0.4]
["1982-01-19","12:00:00",-26.8,0.2]
["1982-01-20","12:00:00",-26.5,1.2]
["1982-01-21","12:00:00",-30.1,0.8]
["1982-01-22","12:00:00",-28.4,1.2]
["1982-01-23","12:00:00",-26.7,2.8]
["1982-01-24","12:00:00",-13.2,0.4]
["1982-01-25","12:00:00",-5.3,0]
["1982-01-26","12:00:00",-4.3,0]
["1982-01-27","12:00:00",-17.100000000000001,1.4]
["1982-01-28","12:00:00",-12.5,0]
["1982-01-29","12:00:00",-19.899999999999999,0]
["1982-01-30","12:00:00",-11.4,0]
["1982-01-31","12:00:00",-8.1,0]
["1982-02-01","12:00:00",-11.9,2.4]
["1982-02-02","12:00:00",-17.600000000000001,2.8]
["1982-02-03","12:00:00",-18.899999999999999,0]
["1982-02-04","12:00:00",-18.5,0]
["1982-02-05","12:00:00",-11.7,0]
["1982-02-06","12:00:00",-6.3,0.2]
["1982-02-07","12:00:00",-16.8,0]
["1982-02-08","12:00:00",-22.2,0]
["1982-02-09","12:00:00",-17.2,0]
["1982-02-10","12:00:00",-8.8000000000000007,0.2]
["1982-02-11","12:00:00",-14.5,1]
["1982-02-12","12:00:00",-17.5,0.2]
["1982-02-13","12:00:00",-17,0.2]
["1982-02-14","12:00:00",-14.3,0]
["1982-02-15","12:00:00",-7.7,0.4]
["1982-02-16","12:00:00",0.7,0]
["1982-02-17","12:00:00",1.8,0]
["1982-02-18","12:00:00",-0.8,0]
["1982-02-19","12:00:00",4.5,0]
["1982-02-20","12:00:00",3.6,0]
["1982-02-21","12:00:00",1.2,1.2]
["1982-02-22","12:00:00",-5.0999999999999996,0]
["1982-02-23","12:00:00",-12,1.6]
["1982-02-24","12:00:00",-19.5,0]
["1982-02-25","12:00:00",-21,0.2]
["1982-02-26","12:00:00",-16.7,0]
["1982-02-27","12:00:00",-13.9,0]
["1982-02-28","12:00:00",-5.6,0]
["1982-03-01","12:00:00",-15.6,4.4000000000000004]
["1982-03-02","12:00:00",-18,0]
["1982-03-03","12:00:00",-18.399999999999999,1.2]
["1982-03-04","12:00:00",-14.9,0.4]
["1982-03-05","12:00:00",-7.2,0.8]
["1982-03-06","12:00:00",-7.4,1.8]
["1982-03-07","12:00:00",-8.6,0.8]
["1982-03-08","12:00:00",-6.5,0]
["1982-03-09","12:00:00",2.2000000000000002,1.2]
["1982-03-10","12:00:00",-2.5,0.2]
["1982-03-11","12:00:00",0.6,2.1]
["1982-03-12","12:00:00",-3.4,0]
["1982-03-13","12:00:00",-1,0]
["1982-03-14","12:00:00",-3.3,0]
["1982-03-15","12:00:00",-2.7,0.2]
["1982-03-16","12:00:00",-4.2,1.8]
["1982-03-17","12:00:00",-8.5,1.6]
["1982-03-18","12:00:00",-12.7,0.4]
["1982-03-19","12:00:00",-7.2,0.2]
["1982-03-20","12:00:00",-3,0]
["1982-03-21","12:00:00",-0.9,0]
["1982-03-22","12:00:00",3.1,0]
["1982-03-23","12:00:00",-2.2999999999999998,3.5]
["1982-03-24","12:00:00",-2.9,0]
["1982-03-25","12:00:00",-3.3,0]
["1982-03-26","12:00:00",6.4,0]
["1982-03-27","12:00:00",2.7,0]
["1982-03-28","12:00:00",-1.6,0.6]
["1982-03-29","12:00:00",2.7,0]
["1982-03-30","12:00:00",-2.9,0.2]
["1982-03-31","12:00:00",-7.4,5.6]
["1982-04-01","12:00:00",-10.9,0.4]
["1982-04-02","12:00:00",-15.7,0.4]
["1982-04-03","12:00:00",-14.6,2.6]
["1982-04-04","12:00:00",-13,0.6]
["1982-04-05","12:00:00",-10.3,2.2000000000000002]
["1982-04-06","12:00:00",-9,3]
["1982-04-07","12:00:00",-11.2,0]
["1982-04-08","12:00:00",-2.2999999999999998,0.8]
["1982-04-09","12:00:00",-1.9,0]
["1982-04-10","12:00:00",5.0999999999999996,0]
["1982-04-11","12:00:00",0.9,0]
["1982-04-12","12:00:00",6.2,0]
["1982-04-13","12:00:00",6.7,0]
["1982-04-14","12:00:00",2.2999999999999998,0]
["1982-04-15","12:00:00",2.2000000000000002,0]
["1982-04-16","12:00:00",2.9,0]
["1982-04-17","12:00:00",4.5999999999999996,0]
["1982-04-18","12:00:00",1.1000000000000001,1.2]
["1982-04-19","12:00:00",1.6,0]
["1982-04-20","12:00:00",5.7,0]
["1982-04-21","12:00:00",11.3,0]
["1982-04-22","12:00:00",13.9,0]
["1982-04-23","12:00:00",11.4,0]
["1982-04-24","12:00:00",2.5,0.8]
["1982-04-25","12:00:00",3.8,0]
["1982-04-26","12:00:00",5.4,0]
["1982-04-27","12:00:00",10.5,0]
["1982-04-28","12:00:00",11.4,0]
["1982-04-29","12:00:00",7.2,0]
["1982-04-30","12:00:00",6.3,0]
["1982-05-01","12:00:00",10.9,0]
["1982-05-02","12:00:00",10.199999999999999,0]
["1982-05-03","12:00:00",5.0999999999999996,5.6]
["1982-05-04","12:00:00",4.3,0]
["1982-05-05","12:00:00",8.1,0]
["1982-05-06","12:00:00",6.3,6.2]
["1982-05-07","12:00:00",1.4,18.2]
["1982-05-08","12:00:00",0.5,1]
["1982-05-09","12:00:00",3.7,0]
["1982-05-10","12:00:00",4.4000000000000004,0]
["1982-05-11","12:00:00",9.1,0]
["1982-05-12","12:00:00",9.4,3.2]
["1982-05-13","12:00:00",7.8,0]
["1982-05-14","12:00:00",13.1,0]
["1982-05-15","12:00:00",13.5,10.4]
["1982-05-16","12:00:00",10.4,2.4]
["1982-05-17","12:00:00",11.8,0]
["1982-05-18","12:00:00",9.6999999999999993,5.4]
["1982-05-19","12:00:00",8.6,0]
["1982-05-20","12:00:00",9.6999999999999993,0]
["1982-05-21","12:00:00",12.4,0]
["1982-05-22","12:00:00",12.9,0.6]
["1982-05-23","12:00:00",10.5,0]
["1982-05-24","12:00:00",14.9,0]
["1982-05-25","12:00:00",11.2,0.6]
["1982-05-26","12:00:00",4,15.2]
["1982-05-27","12:00:00",5.2,13]
["1982-05-28","12:00:00",6.2,0]
["1982-05-29","12:00:00",7.9,0]
["1982-05-30","12:00:00",7.5,0]
["1982-05-31","12:00:00",11.4,0]
["1982-06-01","12:00:00",9.6,0]
["1982-06-02","12:00:00",12.3,0]
["1982-06-03","12:00:00",13.2,4]
["1982-06-04","12:00:00",12.8,2.8]
["1982-06-05","12:00:00",7.5,7.6]
["1982-06-06","12:00:00",3.8,7.8]
["1982-06-07","12:00:00",6.1,1.6]
["1982-06-08","12:00:00",9.9,0.2]
["1982-06-09","12:00:00",12.9,0.6]
["1982-06-10","12:00:00",13.5,0]
["1982-06-11","12:00:00",14.6,0]
["1982-06-12","12:00:00",16.2,0]
["1982-06-13","12:00:00",18.3,0]
["1982-06-14","12:00:00",16.899999999999999,0]
["1982-06-15","12:00:00",17.600000000000001,1.4]
["1982-06-16","12:00:00",14.9,4.8]
["1982-06-17","12:00:00",15.1,0]
["1982-06-18","12:00:00",16.7,0]
["1982-06-19","12:00:00",17.3,0]
["1982-06-20","12:00:00",18.8,0]
["1982-06-21","12:00:00",20.3,0]
["1982-06-22","12:00:00",15.2,7.6]
["1982-06-23","12:00:00",14.7,6.4]
["1982-06-24","12:00:00",14.5,1]
["1982-06-25","12:00:00",12.7,0]
["1982-06-26","12:00:00",16.100000000000001,0.2]
["1982-06-27","12:00:00",15.5,6.2]
["1982-06-28","12:00:00",11.8,9.6]
["1982-06-29","12:00:00",12.5,7.2]
["1982-06-30","12:00:00",19.100000000000001,17.8]
["1982-07-01","12:00:00",16.899999999999999,0]
["1982-07-02","12:00:00",14.9,20.7]
["1982-07-03","12:00:00",14.9,5.8]
["1982-07-04","12:00:00",10.199999999999999,15.4]
["1982-07-05","12:00:00",12.9,0.4]
["1982-07-06","12:00:00",14,1.8]
["1982-07-07","12:00:00",14.2,12.2]
["1982-07-08","12:00:00",13.3,0.4]
["1982-07-09","12:00:00",15.9,0]
["1982-07-10","12:00:00",17.3,0]
["1982-07-11","12:00:00",18.2,0]
["1982-07-12","12:00:00",16.899999999999999,0.4]
["1982-07-13","12:00:00",16.8,0]
["1982-07-14","12:00:00",16.8,0.6]
["1982-07-15","12:00:00",10.6,0]
["1982-07-16","12:00:00",13.1,0]
["1982-07-17","12:00:00",15,0]
["1982-07-18","12:00:00",19.8,0]
["1982-07-19","12:00:00",18.3,0.2]
["1982-07-20","12:00:00",12.9,8.4]
["1982-07-21","12:00:00",18.2,0]
["1982-07-22","12:00:00",14.6,0]
["1982-07-23","12:00:00",13.9,0]
["1982-07-24","12:00:00",14.6,2.6]
["1982-07-25","12:00:00",15.5,5.2]
["1982-07-26","12:00:00",15.2,0]
["1982-07-27","12:00:00",18.8,0]
["1982-07-28","12:00:00",19.899999999999999,0.2]
["1982-07-29","12:00:00",20.100000000000001,0]
["1982-07-30","12:00:00",22.4,0]
["1982-07-31","12:00:00",19.7,0.8]
["1982-08-01","12:00:00",18.2,0.2]
["1982-08-02","12:00:00",16.399999999999999,0.4]
["1982-08-03","12:00:00",12.7,0]
["1982-08-04","12:00:00",14.9,0]
["1982-08-05","12:00:00",15.1,0]
["1982-08-06","12:00:00",18.2,0]
["1982-08-07","12:00:00",17.7,0]
["1982-08-08","12:00:00",18.399999999999999,0]
["1982-08-09","12:00:00",16.3,0]
["1982-08-10","12:00:00",20.100000000000001,0]
["1982-08-11","12:00:00",17.2,0]
["1982-08-12","12:00:00",16.2,0]
["1982-08-13","12:00:00",14.1,0]
["1982-08-14","12:00:00",11.4,2.4]
["1982-08-15","12:00:00",13.4,0]
["1982-08-16","12:00:00",15.7,0]
["1982-08-17","12:00:00",16.2,0]
["1982-08-18","12:00:00",17.2,0]
["1982-08-19","12:00:00",16.899999999999999,0]
["1982-08-20","12:00:00",14.8,0]
["1982-08-21","12:00:00",17.7,0.2]
["1982-08-22","12:00:00",14.6,0]
["1982-08-23","12:00:00",14.6,2.6]
["1982-08-24","12:00:00",14.8,0]
["1982-08-25","12:00:00",11.2,2.2000000000000002]
["1982-08-26","12:00:00",6.5,4.2]
["1982-08-27","12:00:00",13.5,5]
["1982-08-28","12:00:00",11.4,0.4]
["1982-08-29","12:00:00",13.5,0]
["1982-08-30","12:00:00",11.9,6.4]
["1982-08-31","12:00:00",13.4,0]
["1982-09-01","12:00:00",15.8,0]
["1982-09-02","12:00:00",19.7,0]
["1982-09-03","12:00:00",20.100000000000001,0]
["1982-09-04","12:00:00",12,12.2]
["1982-09-05","12:00:00",11.3,0]
["1982-09-06","12:00:00",14.6,0]
["1982-09-07","12:00:00",18.2,0]
["1982-09-08","12:00:00",17,0]
["1982-09-09","12:00:00",17.600000000000001,0]
["1982-09-10","12:00:00",8.5,10]
["1982-09-11","12:00:00",8,0]
["1982-09-12","12:00:00",5.9,0.8]
["1982-09-13","12:00:00",2.2000000000000002,0]
["1982-09-14","12:00:00",3.4,0]
["1982-09-15","12:00:00",6.9,1.2]
["1982-09-16","12:00:00",9.1,0.2]
["1982-09-17","12:00:00",13.5,0]
["1982-09-18","12:00:00",14.3,0]
["1982-09-19","12:00:00",11.5,0]
["1982-09-20","12:00:00",11.9,0]
["1982-09-21","12:00:00",10.3,0]
["1982-09-22","12:00:00",16.100000000000001,0.8]
["1982-09-23","12:00:00",13.6,0]
["1982-09-24","12:00:00",13.9,0]
["1982-09-25","12:00:00",15.7,0.2]
["1982-09-26","12:00:00",6.4,24.8]
["1982-09-27","12:00:00",3.6,1.4]
["1982-09-28","12:00:00",1.8,7.6]
["1982-09-29","12:00:00",2.2000000000000002,3.6]
["1982-09-30","12:00:00",5,0]
["1982-10-01","12:00:00",5.9,0]
["1982-10-02","12:00:00",7.7,0]
["1982-10-03","12:00:00",4.2,0]
["1982-10-04","12:00:00",1.9,0]
["1982-10-05","12:00:00",4,0]
["1982-10-06","12:00:00",5.8,0]
["1982-10-07","12:00:00",8.8000000000000007,0]
["1982-10-08","12:00:00",4.8,0]
["1982-10-09","12:00:00",4.5999999999999996,0]
["1982-10-10","12:00:00",10.8,0]
["1982-10-11","12:00:00",9.9,0]
["1982-10-12","12:00:00",8.4,0]
["1982-10-13","12:00:00",16,0]
["1982-10-14","12:00:00",13.6,0]
["1982-10-15","12:00:00",11.9,0]
["1982-10-16","12:00:00",12.7,0.5]
["1982-10-17","12:00:00",1.8,1.4]
["1982-10-18","12:00:00",-2.8,1.8]
["1982-10-19","12:00:00",-2,0]
["1982-10-20","12:00:00",2.4,0]
["1982-10-21","12:00:00",8.1,0]
["1982-10-22","12:00:00",11.5,0]
["1982-10-23","12:00:00",8.8000000000000007,0]
["1982-10-24","12:00:00",7.8,0]
["1982-10-25","12:00:00",7.5,0]
["1982-10-26","12:00:00",6.7,0]
["1982-10-27","12:00:00",7.4,0]
["1982-10-28","12:00:00",4.4000000000000004,0]
["1982-10-29","12:00:00",-2,0]
["1982-10-30","12:00:00",1.1000000000000001,0]
["1982-10-31","12:00:00",6.5,0]
["1982-11-01","12:00:00",1.7,0]
["1982-11-02","12:00:00",-3.7,0]
["1982-11-03","12:00:00",-4.0999999999999996,0]
["1982-11-04","12:00:00",6.1,0]
["1982-11-05","12:00:00",1.3,0]
["1982-11-06","12:00:00",-0.7,0]
["1982-11-07","12:00:00",-3.8,0]
["1982-11-08","12:00:00",-3.5,0]
["1982-11-09","12:00:00",-5.0999999999999996,0]
["1982-11-10","12:00:00",0.2,0]
["1982-11-11","12:00:00",-6.3,2]
["1982-11-12","12:00:00",-8.5,0.2]
["1982-11-13","12:00:00",-8.6999999999999993,0.2]
["1982-11-14","12:00:00",1.5,0]
["1982-11-15","12:00:00",-1.2,0]
["1982-11-16","12:00:00",-3.1,0]
["1982-11-17","12:00:00",-1.3,0]
["1982-11-18","12:00:00",-9.8000000000000007,3.4]
["1982-11-19","12:00:00",-15.9,0]
["1982-11-20","12:00:00",-19.3,0.8]
["1982-11-21","12:00:00",-17.100000000000001,0]
["1982-11-22","12:00:00",-12,0]
["1982-11-23","12:00:00",-5.8,0]
["1982-11-24","12:00:00",-7.3,0]
["1982-11-25","12:00:00",-15.5,0]
["1982-11-26","12:00:00",-6.5,0]
["1982-11-27","12:00:00",2.2999999999999998,0]
["1982-11-28","12:00:00",-1,0]
["1982-11-29","12:00:00",-2.1,0]
["1982-11-30","12:00:00",-3.5,0]
["1982-12-01","12:00:00",-7.1,0]
["1982-12-02","12:00:00",-8,0]
["1982-12-03","12:00:00",-0.9,0]
["1982-12-04","12:00:00",-0.5,0]
["1982-12-05","12:00:00",-7.7,0]
["1982-12-06","12:00:00",-10.199999999999999,0]
["1982-12-07","12:00:00",-13,0]
["1982-12-08","12:00:00",-6.5,0]
["1982-12-09","12:00:00",-4.2,0]
["1982-12-10","12:00:00",-10.3,0]
["1982-12-11","12:00:00",-2.6,0]
["1982-12-12","12:00:00",5.4,0.2]
["1982-12-13","12:00:00",-4.8,5.2]
["1982-12-14","12:00:00",-9.1999999999999993,0]
["1982-12-15","12:00:00",-5.0999999999999996,0]
["1982-12-16","12:00:00",2.6,0]
["1982-12-17","12:00:00",2.6,0]
["1982-12-18","12:00:00",0.5,0]
["1982-12-19","12:00:00",-0.8,0]
["1982-12-20","12:00:00",-5.8,0.4]
["1982-12-21","12:00:00",-11,1.9]
["1982-12-22","12:00:00",-6.5,0.4]
["1982-12-23","12:00:00",-7.6,0]
["1982-12-24","12:00:00",-6.7,0]
["1982-12-25","12:00:00",0.1,0]
["1982-12-26","12:00:00",-6.9,0]
["1982-12-27","12:00:00",-8.8000000000000007,0]
["1982-12-28","12:00:00",-4.3,0]
["1982-12-29","12:00:00",-3.9,0]
["1982-12-30","12:00:00",0.9,0]
["1982-12-31","12:00:00",-2.5,0]
["1983-01-01","12:00:00",-4.7,0]
["1983-01-02","12:00:00",-0.3,0]
["1983-01-03","12:00:00",1,0]
["1983-01-04","12:00:00",-1.8,0]
["1983-01-05","12:00:00",-2.4,2.2000000000000002]
["1983-01-06","12:00:00",-7.6,0]
["1983-01-07","12:00:00",2.5,0]
["1983-01-08","12:00:00",1.7,0]
["1983-01-09","12:00:00",-4.3,0.8]
["1983-01-10","12:00:00",-10.1,3]
["1983-01-11","12:00:00",-4.0999999999999996,0]
["1983-01-12","12:00:00",4.9000000000000004,0]
["1983-01-13","12:00:00",-0.4,0]
["1983-01-14","12:00:00",-1.2,0]
["1983-01-15","12:00:00",-1.5,0]
["1983-01-16","12:00:00",-7.8,0]
["1983-01-17","12:00:00",0.1,0]
["1983-01-18","12:00:00",-0.8,0]
["1983-01-19","12:00:00",-3.9,0]
["1983-01-20","12:00:00",-4.2,0]
["1983-01-21","12:00:00",-2.1,0]
["1983-01-22","12:00:00",-6.5,0.8]
["1983-01-23","12:00:00",-17.2,0.6]
["1983-01-24","12:00:00",-23.5,1.4]
["1983-01-25","12:00:00",-21.2,0]
["1983-01-26","12:00:00",-10.1,0]
["1983-01-27","12:00:00",0.4,0]
["1983-01-28","12:00:00",-2.6,0]
["1983-01-29","12:00:00",-7.1,0]
["1983-01-30","12:00:00",-3.7,0]
["1983-01-31","12:00:00",-3.7,0]
["1983-02-01","12:00:00",-4.9000000000000004,1]
["1983-02-02","12:00:00",-4.5,0]
["1983-02-03","12:00:00",-7.5,0]
["1983-02-04","12:00:00",-8.1,0]
["1983-02-05","12:00:00",-11.1,0.2]
["1983-02-06","12:00:00",-5.6,0]
["1983-02-07","12:00:00",-4.2,0]
["1983-02-08","12:00:00",-4.5,0]
["1983-02-09","12:00:00",-5.0999999999999996,0]
["1983-02-10","12:00:00",-9.6,0]
["1983-02-11","12:00:00",2.2000000000000002,0]
["1983-02-12","12:00:00",3,0]
["1983-02-13","12:00:00",6.6,0]
["1983-02-14","12:00:00",4.0999999999999996,0]
["1983-02-15","12:00:00",2,0]
["1983-02-16","12:00:00",-7.2,0]
["1983-02-17","12:00:00",-4.4000000000000004,0]
["1983-02-18","12:00:00",0.8,0]
["1983-02-19","12:00:00",-2,0]
["1983-02-20","12:00:00",3.2,0]
["1983-02-21","12:00:00",-0.9,0]
["1983-02-22","12:00:00",4.7,0]
["1983-02-23","12:00:00",2,0]
["1983-02-24","12:00:00",6,0]
["1983-02-25","12:00:00",3.5,0]
["1983-02-26","12:00:00",0.2,2.2000000000000002]
["1983-02-27","12:00:00",-2.4,0.7]
["1983-02-28","12:00:00",-2.9,1.5]
["1983-03-01","12:00:00",-5.3,0.6]
["1983-03-02","12:00:00",-7.1,0.2]
["1983-03-03","12:00:00",-5.4,0]
["1983-03-04","12:00:00",-6.2,2.6]
["1983-03-05","12:00:00",-6.5,0]
["1983-03-06","12:00:00",-5.8,0.2]
["1983-03-07","12:00:00",-6.3,0.6]
["1983-03-08","12:00:00",-5.4,0.4]
["1983-03-09","12:00:00",5,0]
["1983-03-10","12:00:00",6.9,0]
["1983-03-11","12:00:00",2.4,2]
["1983-03-12","12:00:00",3.5,0.8]
["1983-03-13","12:00:00",2,0.2]
["1983-03-14","12:00:00",4.2,0]
["1983-03-15","12:00:00",-0.3,2.5]
["1983-03-16","12:00:00",-1.6,1.6]
["1983-03-17","12:00:00",-8.1,4]
["1983-03-18","12:00:00",-11.5,0]
["1983-03-19","12:00:00",-9.8000000000000007,0]
["1983-03-20","12:00:00",-7.6,0]
["1983-03-21","12:00:00",-6.8,1.6]
["1983-03-22","12:00:00",-10.3,0.4]
["1983-03-23","12:00:00",-4.9000000000000004,0.8]
["1983-03-24","12:00:00",-4.3,3]
["1983-03-25","12:00:00",-5.0999999999999996,0.8]
["1983-03-26","12:00:00",-2.4,0]
["1983-03-27","12:00:00",1.7,0]
["1983-03-28","12:00:00",3.9,0]
["1983-03-29","12:00:00",3.4,0]
["1983-03-30","12:00:00",5.9,0]
["1983-03-31","12:00:00",1.1000000000000001,0.4]
["1983-04-01","12:00:00",3.4,0]
["1983-04-02","12:00:00",4.2,0.2]
["1983-04-03","12:00:00",0.9,7.3]
["1983-04-04","12:00:00",2.8,0.8]
["1983-04-05","12:00:00",2.7,0]
["1983-04-06","12:00:00",6.9,0]
["1983-04-07","12:00:00",6,0]
["1983-04-08","12:00:00",2.7,1.2]
["1983-04-09","12:00:00",-3.9,3.6]
["1983-04-10","12:00:00",-5.2,2.6]
["1983-04-11","12:00:00",-5.6,0.4]
["1983-04-12","12:00:00",-1.6,0]
["1983-04-13","12:00:00",1.5,0]
["1983-04-14","12:00:00",4.0999999999999996,0]
["1983-04-15","12:00:00",5.4,0]
["1983-04-16","12:00:00",6.2,0]
["1983-04-17","12:00:00",10.3,0]
["1983-04-18","12:00:00",9.8000000000000007,0]
["1983-04-19","12:00:00",11,0]
["1983-04-20","12:00:00",9.4,0]
["1983-04-21","12:00:00",10.8,0]
["1983-04-22","12:00:00",10.3,0]
["1983-04-23","12:00:00",9.6999999999999993,1]
["1983-04-24","12:00:00",9.5,23.3]
["1983-04-25","12:00:00",4.0999999999999996,13.8]
["1983-04-26","12:00:00",2.2999999999999998,0]
["1983-04-27","12:00:00",1.9,0.2]
["1983-04-28","12:00:00",2.6,0]
["1983-04-29","12:00:00",5.7,0]
["1983-04-30","12:00:00",2.8,0.8]
["1983-05-01","12:00:00",6.3,0]
["1983-05-02","12:00:00",7.4,1.6]
["1983-05-03","12:00:00",9.5,0]
["1983-05-04","12:00:00",8.5,0]
["1983-05-05","12:00:00",9,2.4]
["1983-05-06","12:00:00",10.8,0.2]
["1983-05-07","12:00:00",10.7,0]
["1983-05-08","12:00:00",6.8,0.2]
["1983-05-09","12:00:00",2.2999999999999998,0.4]
["1983-05-10","12:00:00",4.9000000000000004,0]
["1983-05-11","12:00:00",3.7,0]
["1983-05-12","12:00:00",4.7,0]
["1983-05-13","12:00:00",6.4,0.2]
["1983-05-14","12:00:00",3,2.4]
["1983-05-15","12:00:00",7,0]
["1983-05-16","12:00:00",9.5,0.2]
["1983-05-17","12:00:00",11,0]
["1983-05-18","12:00:00",7.8,1.2]
["1983-05-19","12:00:00",8.4,0]
["1983-05-20","12:00:00",14.1,0.2]
["1983-05-21","12:00:00",10.8,0.6]
["1983-05-22","12:00:00",14.2,0]
["1983-05-23","12:00:00",12.9,0]
["1983-05-24","12:00:00",12.4,0]
["1983-05-25","12:00:00",17.7,0]
["1983-05-26","12:00:00",16.100000000000001,0]
["1983-05-27","12:00:00",14.9,0]
["1983-05-28","12:00:00",16.100000000000001,0]
["1983-05-29","12:00:00",18.600000000000001,0]
["1983-05-30","12:00:00",12.4,0]
["1983-05-31","12:00:00",12.8,0]
["1983-06-01","12:00:00",13.6,0.8]
["1983-06-02","12:00:00",9.4,4.2]
["1983-06-03","12:00:00",6.6,6.2]
["1983-06-04","12:00:00",11.4,0.6]
["1983-06-05","12:00:00",12.2,4.8]
["1983-06-06","12:00:00",14.6,0]
["1983-06-07","12:00:00",13.2,0.4]
["1983-06-08","12:00:00",15.3,0.8]
["1983-06-09","12:00:00",18.5,0]
["1983-06-10","12:00:00",17.2,0]
["1983-06-11","12:00:00",11.5,0]
["1983-06-12","12:00:00",13.4,0]
["1983-06-13","12:00:00",13.9,0]
["1983-06-14","12:00:00",17.100000000000001,0]
["1983-06-15","12:00:00",18.7,0]
["1983-06-16","12:00:00",16.899999999999999,0]
["1983-06-17","12:00:00",17.8,0]
["1983-06-18","12:00:00",12.9,4]
["1983-06-19","12:00:00",13.7,0]
["1983-06-20","12:00:00",11.4,1]
["1983-06-21","12:00:00",13.4,0.2]
["1983-06-22","12:00:00",12.5,1.4]
["1983-06-23","12:00:00",15.2,14.6]
["1983-06-24","12:00:00",17.600000000000001,0.4]
["1983-06-25","12:00:00",15,0]
["1983-06-26","12:00:00",11.9,0]
["1983-06-27","12:00:00",11.8,5.4]
["1983-06-28","12:00:00",14,0]
["1983-06-29","12:00:00",14.6,0]
["1983-06-30","12:00:00",14.5,3]
["1983-07-01","12:00:00",15,0.2]
["1983-07-02","12:00:00",12.3,16.2]
["1983-07-03","12:00:00",15,11]
["1983-07-04","12:00:00",16.600000000000001,0]
["1983-07-05","12:00:00",17.5,0]
["1983-07-06","12:00:00",17.5,3.4]
["1983-07-07","12:00:00",15.4,0.8]
["1983-07-08","12:00:00",18.100000000000001,11]
["1983-07-09","12:00:00",15.3,0]
["1983-07-10","12:00:00",14.8,0]
["1983-07-11","12:00:00",17.5,0]
["1983-07-12","12:00:00",17.899999999999999,1.6]
["1983-07-13","12:00:00",18.3,0]
["1983-07-14","12:00:00",15,0.4]
["1983-07-15","12:00:00",11.8,4.2]
["1983-07-16","12:00:00",13,1.6]
["1983-07-17","12:00:00",13.3,2.6]
["1983-07-18","12:00:00",15.5,0]
["1983-07-19","12:00:00",17.399999999999999,2.2000000000000002]
["1983-07-20","12:00:00",17.2,1.8]
["1983-07-21","12:00:00",16.100000000000001,0]
["1983-07-22","12:00:00",16.2,0]
["1983-07-23","12:00:00",19,0]
["1983-07-24","12:00:00",19.399999999999999,0]
["1983-07-25","12:00:00",18.899999999999999,2]
["1983-07-26","12:00:00",16.100000000000001,0]
["1983-07-27","12:00:00",16.399999999999999,0]
["1983-07-28","12:00:00",16.899999999999999,0]
["1983-07-29","12:00:00",17.3,0]
["1983-07-30","12:00:00",17.7,0]
["1983-07-31","12:00:00",22,0]
["1983-08-01","12:00:00",23,3.6]
["1983-08-02","12:00:00",21.9,0]
["1983-08-03","12:00:00",21,0]
["1983-08-04","12:00:00",19.3,0]
["1983-08-05","12:00:00",21.8,0]
["1983-08-06","12:00:00",23.9,0]
["1983-08-07","12:00:00",19.399999999999999,0]
["1983-08-08","12:00:00",21.8,0.4]
["1983-08-09","12:00:00",20.7,0]
["1983-08-10","12:00:00",21.8,0]
["1983-08-11","12:00:00",19.899999999999999,0]
["1983-08-12","12:00:00",18.600000000000001,0]
["1983-08-13","12:00:00",18.2,0]
["1983-08-14","12:00:00",17.7,1]
["1983-08-15","12:00:00",17.2,0]
["1983-08-16","12:00:00",17.899999999999999,0]
["1983-08-17","12:00:00",17.3,0.2]
["1983-08-18","12:00:00",10.6,32.4]
["1983-08-19","12:00:00",15.1,0]
["1983-08-20","12:00:00",15.6,0]
["1983-08-21","12:00:00",16.2,0]
["1983-08-22","12:00:00",14.7,0]
["1983-08-23","12:00:00",15.4,0]
["1983-08-24","12:00:00",16.2,0]
["1983-08-25","12:00:00",15.4,0]
["1983-08-26","12:00:00",14.3,0]
["1983-08-27","12:00:00",17.3,0]
["1983-08-28","12:00:00",16.5,4.4000000000000004]
["1983-08-29","12:00:00",18.5,0]
["1983-08-30","12:00:00",19.8,0]
["1983-08-31","12:00:00",20.8,0]
["1983-09-01","12:00:00",19.5,0.3]
["1983-09-02","12:00:00",17.3,0.2]
["1983-09-03","12:00:00",16.100000000000001,0.2]
["1983-09-04","12:00:00",13,0]
["1983-09-05","12:00:00",10.199999999999999,0]
["1983-09-06","12:00:00",10.9,0]
["1983-09-07","12:00:00",9.6,0]
["1983-09-08","12:00:00",7.6,0]
["1983-09-09","12:00:00",7.7,6]
["1983-09-10","12:00:00",6.4,0]
["1983-09-11","12:00:00",8.3000000000000007,0.6]
["1983-09-12","12:00:00",8.1,0]
["1983-09-13","12:00:00",11.6,0]
["1983-09-14","12:00:00",12.5,0]
["1983-09-15","12:00:00",9.9,0]
["1983-09-16","12:00:00",11.9,1.6]
["1983-09-17","12:00:00",5.7,0]
["1983-09-18","12:00:00",2.7,0]
["1983-09-19","12:00:00",2.4,0]
["1983-09-20","12:00:00",4.9000000000000004,0]
["1983-09-21","12:00:00",9.9,0.6]
["1983-09-22","12:00:00",11.4,0]
["1983-09-23","12:00:00",15.4,0]
["1983-09-24","12:00:00",15.9,0]
["1983-09-25","12:00:00",18.7,0]
["1983-09-26","12:00:00",18.7,0]
["1983-09-27","12:00:00",8.1999999999999993,6.5]
["1983-09-28","12:00:00",2.2000000000000002,0]
["1983-09-29","12:00:00",0.2,0]
["1983-09-30","12:00:00",-0.2,0]
["1983-10-01","12:00:00",4.9000000000000004,0]
["1983-10-02","12:00:00",4.8,0.8]
["1983-10-03","12:00:00",8.5,0]
["1983-10-04","12:00:00",7.8,0]
["1983-10-05","12:00:00",5.4,0]
["1983-10-06","12:00:00",3.8,0.2]
["1983-10-07","12:00:00",4.5,0]
["1983-10-08","12:00:00",5.8,0]
["1983-10-09","12:00:00",6.4,0]
["1983-10-10","12:00:00",1.9,0]
["1983-10-11","12:00:00",4.7,0]
["1983-10-12","12:00:00",11,0]
["1983-10-13","12:00:00",6.5,0]
["1983-10-14","12:00:00",6.1,1.9]
["1983-10-15","12:00:00",1.7,1]
["1983-10-16","12:00:00",1.5,0.2]
["1983-10-17","12:00:00",-0.2,0]
["1983-10-18","12:00:00",3.9,0]
["1983-10-19","12:00:00",7.4,0]
["1983-10-20","12:00:00",8.8000000000000007,0]
["1983-10-21","12:00:00",7.1,0]
["1983-10-22","12:00:00",8,0]
["1983-10-23","12:00:00",3.7,0]
["1983-10-24","12:00:00",0.9,0]
["1983-10-25","12:00:00",9.6,0]
["1983-10-26","12:00:00",12.2,0]
["1983-10-27","12:00:00",7.4,0]
["1983-10-28","12:00:00",4,0]
["1983-10-29","12:00:00",7.5,0]
["1983-10-30","12:00:00",8.8000000000000007,0]
["1983-10-31","12:00:00",11.7,0]
["1983-11-01","12:00:00",2.8,0]
["1983-11-02","12:00:00",7.4,0]
["1983-11-03","12:00:00",8.1999999999999993,0]
["1983-11-04","12:00:00",7,0]
["1983-11-05","12:00:00",2.7,0]
["1983-11-06","12:00:00",4.4000000000000004,0]
["1983-11-07","12:00:00",-1,0]
["1983-11-08","12:00:00",-1.8,0.4]
["1983-11-09","12:00:00",-3.6,0.4]
["1983-11-10","12:00:00",-4.3,3.2]
["1983-11-11","12:00:00",1.9,1]
["1983-11-12","12:00:00",2.2000000000000002,0]
["1983-11-13","12:00:00",3.4,0]
["1983-11-14","12:00:00",1.4,0]
["1983-11-15","12:00:00",4.5,0]
["1983-11-16","12:00:00",4.9000000000000004,0]
["1983-11-17","12:00:00",4.0999999999999996,0]
["1983-11-18","12:00:00",1.3,0]
["1983-11-19","12:00:00",-4.8,0]
["1983-11-20","12:00:00",-3.5,3.2]
["1983-11-21","12:00:00",-8.9,0.8]
["1983-11-22","12:00:00",-10.1,0]
["1983-11-23","12:00:00",-12.7,0]
["1983-11-24","12:00:00",-8.1999999999999993,0.4]
["1983-11-25","12:00:00",-8.6999999999999993,0.6]
["1983-11-26","12:00:00",-10.4,0]
["1983-11-27","12:00:00",-3.7,0.2]
["1983-11-28","12:00:00",-7.3,0.4]
["1983-11-29","12:00:00",-14.5,0]
["1983-11-30","12:00:00",-18.399999999999999,0]
["1983-12-01","12:00:00",-10.8,0]
["1983-12-02","12:00:00",-7.9,0]
["1983-12-03","12:00:00",-8.6999999999999993,0]
["1983-12-04","12:00:00",-10.5,0]
["1983-12-05","12:00:00",-8.9,0]
["1983-12-06","12:00:00",-13.4,0]
["1983-12-07","12:00:00",-14.9,0.4]
["1983-12-08","12:00:00",-21.5,1.2]
["1983-12-09","12:00:00",-20.8,2]
["1983-12-10","12:00:00",-17.8,1]
["1983-12-11","12:00:00",-10,0]
["1983-12-12","12:00:00",-6.3,0]
["1983-12-13","12:00:00",-7.8,0]
["1983-12-14","12:00:00",-17.100000000000001,0.2]
["1983-12-15","12:00:00",-18.5,1.4]
["1983-12-16","12:00:00",-25.2,1.4]
["1983-12-17","12:00:00",-25.3,0]
["1983-12-18","12:00:00",-25.6,0]
["1983-12-19","12:00:00",-25.4,0]
["1983-12-20","12:00:00",-26.6,0]
["1983-12-21","12:00:00",-24.8,0]
["1983-12-22","12:00:00",-24.2,0.8]
["1983-12-23","12:00:00",-30.6,0.4]
["1983-12-24","12:00:00",-28.2,0]
["1983-12-25","12:00:00",-20.3,0]
["1983-12-26","12:00:00",-17.100000000000001,4.5999999999999996]
["1983-12-27","12:00:00",-17.399999999999999,0]
["1983-12-28","12:00:00",-20.7,0]
["1983-12-29","12:00:00",-12.9,0]
["1983-12-30","12:00:00",-5.4,0]
["1983-12-31","12:00:00",-4.5,0]
["1984-01-01","12:00:00",2.9,0]
["1984-01-02","12:00:00",6.3,0]
["1984-01-03","12:00:00",2.4,0]
["1984-01-04","12:00:00",5.6,0]
["1984-01-05","12:00:00",2.6,0]
["1984-01-06","12:00:00",2.5,0]
["1984-01-07","12:00:00",-3.3,0.2]
["1984-01-08","12:00:00",-5.7,0]
["1984-01-09","12:00:00",-8,0.4]
["1984-01-10","12:00:00",-2,2.9]
["1984-01-11","12:00:00",-5.5,0.6]
["1984-01-12","12:00:00",-5.8,1]
["1984-01-13","12:00:00",-13.5,0.4]
["1984-01-14","12:00:00",-18.100000000000001,0]
["1984-01-15","12:00:00",-7.2,0.2]
["1984-01-16","12:00:00",-13,0.6]
["1984-01-17","12:00:00",-19.399999999999999,0.4]
["1984-01-18","12:00:00",-14.5,0.4]
["1984-01-19","12:00:00",-19.399999999999999,0.2]
["1984-01-20","12:00:00",-9.1999999999999993,0]
["1984-01-21","12:00:00",-7.2,0]
["1984-01-22","12:00:00",-0.5,0]
["1984-01-23","12:00:00",2.5,0]
["1984-01-24","12:00:00",-1,0]
["1984-01-25","12:00:00",-0.4,0]
["1984-01-26","12:00:00",-3.1,0]
["1984-01-27","12:00:00",7.4,0]
["1984-01-28","12:00:00",5.9,1.4]
["1984-01-29","12:00:00",-2.9,1.2]
["1984-01-30","12:00:00",2.8,0]
["1984-01-31","12:00:00",6.8,0]
["1984-02-01","12:00:00",2.2000000000000002,0]
["1984-02-02","12:00:00",3.8,0]
["1984-02-03","12:00:00",-0.4,0]
["1984-02-04","12:00:00",0.6,0]
["1984-02-05","12:00:00",8.9,0]
["1984-02-06","12:00:00",5.0999999999999996,0]
["1984-02-07","12:00:00",2.8,0]
["1984-02-08","12:00:00",6.8,0]
["1984-02-09","12:00:00",4.4000000000000004,0]
["1984-02-10","12:00:00",1.5,0]
["1984-02-11","12:00:00",0.1,0]
["1984-02-12","12:00:00",3.1,0]
["1984-02-13","12:00:00",0.1,0]
["1984-02-14","12:00:00",2.8,0]
["1984-02-15","12:00:00",-1.8,0]
["1984-02-16","12:00:00",-3.1,0]
["1984-02-17","12:00:00",-3,0]
["1984-02-18","12:00:00",0.3,0]
["1984-02-19","12:00:00",3.1,0]
["1984-02-20","12:00:00",7.4,0]
["1984-02-21","12:00:00",0.9,0.4]
["1984-02-22","12:00:00",-0.9,0]
["1984-02-23","12:00:00",0.1,0]
["1984-02-24","12:00:00",-4.7,0]
["1984-02-25","12:00:00",-5.6,2]
["1984-02-26","12:00:00",-5,0.2]
["1984-02-27","12:00:00",-3.6,0]
["1984-02-28","12:00:00",-0.5,0]
["1984-02-29","12:00:00",2.2999999999999998,0]
["1984-03-01","12:00:00",-2.4,0]
["1984-03-02","12:00:00",1.4,0]
["1984-03-03","12:00:00",-1.3,0.2]
["1984-03-04","12:00:00",-2.2000000000000002,0]
["1984-03-05","12:00:00",1.7,0]
["1984-03-06","12:00:00",1.4,0]
["1984-03-07","12:00:00",-3.8,0]
["1984-03-08","12:00:00",-3.6,1.6]
["1984-03-09","12:00:00",-0.3,0]
["1984-03-10","12:00:00",-5.7,0.6]
["1984-03-11","12:00:00",-10.1,3.7]
["1984-03-12","12:00:00",-11.9,2.8]
["1984-03-13","12:00:00",-16.2,0.4]
["1984-03-14","12:00:00",-15.8,1.8]
["1984-03-15","12:00:00",-17.600000000000001,0.2]
["1984-03-16","12:00:00",-3.7,0]
["1984-03-17","12:00:00",-1.5,0]
["1984-03-18","12:00:00",4.5,0]
["1984-03-19","12:00:00",4.5,0]
["1984-03-20","12:00:00",1.1000000000000001,0]
["1984-03-21","12:00:00",1.1000000000000001,5.8]
["1984-03-22","12:00:00",5.8,0]
["1984-03-23","12:00:00",7.4,0]
["1984-03-24","12:00:00",4.4000000000000004,0.8]
["1984-03-25","12:00:00",1,0]
["1984-03-26","12:00:00",1.4,1.2]
["1984-03-27","12:00:00",2.6,0.4]
["1984-03-28","12:00:00",1.7,0]
["1984-03-29","12:00:00",1.9,0.8]
["1984-03-30","12:00:00",1,0]
["1984-03-31","12:00:00",0.1,0]
["1984-04-01","12:00:00",1,0]
["1984-04-02","12:00:00",1.4,0]
["1984-04-03","12:00:00",3.1,0]
["1984-04-04","12:00:00",7.2,0]
["1984-04-05","12:00:00",6.6,0]
["1984-04-06","12:00:00",5.7,0.2]
["1984-04-07","12:00:00",4,0]
["1984-04-08","12:00:00",3.2,0]
["1984-04-09","12:00:00",6.1,0]
["1984-04-10","12:00:00",6.6,0]
["1984-04-11","12:00:00",5.6,0]
["1984-04-12","12:00:00",3.5,0]
["1984-04-13","12:00:00",6.9,0]
["1984-04-14","12:00:00",9.6,0]
["1984-04-15","12:00:00",14.7,0]
["1984-04-16","12:00:00",17.899999999999999,0]
["1984-04-17","12:00:00",9.8000000000000007,0]
["1984-04-18","12:00:00",4.8,7.6]
["1984-04-19","12:00:00",4.4000000000000004,6.7]
["1984-04-20","12:00:00",8.3000000000000007,0]
["1984-04-21","12:00:00",10.7,0]
["1984-04-22","12:00:00",9.1,0]
["1984-04-23","12:00:00",3.6,0.2]
["1984-04-24","12:00:00",1.3,0.2]
["1984-04-25","12:00:00",0,0.6]
["1984-04-26","12:00:00",1.5,0]
["1984-04-27","12:00:00",0.9,0]
["1984-04-28","12:00:00",1.3,0]
["1984-04-29","12:00:00",0.9,0]
["1984-04-30","12:00:00",1.6,0]
["1984-05-01","12:00:00",6.1,0]
["1984-05-02","12:00:00",7.5,0.6]
["1984-05-03","12:00:00",4.8,0.4]
["1984-05-04","12:00:00",4.5999999999999996,2.2999999999999998]
["1984-05-05","12:00:00",4.5999999999999996,7]
["1984-05-06","12:00:00",2.9,6.8]
["1984-05-07","12:00:00",4.5,0]
["1984-05-08","12:00:00",8.3000000000000007,0]
["1984-05-09","12:00:00",8,0.6]
["1984-05-10","12:00:00",4.7,0]
["1984-05-11","12:00:00",5.3,0]
["1984-05-12","12:00:00",9.9,0]
["1984-05-13","12:00:00",11.7,0]
["1984-05-14","12:00:00",16.100000000000001,0]
["1984-05-15","12:00:00",9.4,1.6]
["1984-05-16","12:00:00",8.4,12.4]
["1984-05-17","12:00:00",10.1,0]
["1984-05-18","12:00:00",12.3,0]
["1984-05-19","12:00:00",10.8,0]
["1984-05-20","12:00:00",9.6999999999999993,0]
["1984-05-21","12:00:00",9.1999999999999993,0]
["1984-05-22","12:00:00",7.7,0]
["1984-05-23","12:00:00",9.9,9.3000000000000007]
["1984-05-24","12:00:00",7.1,1.6]
["1984-05-25","12:00:00",6.5,0.8]
["1984-05-26","12:00:00",6,10.6]
["1984-05-27","12:00:00",9.3000000000000007,11.4]
["1984-05-28","12:00:00",10.6,0]
["1984-05-29","12:00:00",18.600000000000001,0]
["1984-05-30","12:00:00",16.7,0]
["1984-05-31","12:00:00",9.3000000000000007,0.4]
["1984-06-01","12:00:00",11.1,0]
["1984-06-02","12:00:00",12.6,0]
["1984-06-03","12:00:00",12.2,0]
["1984-06-04","12:00:00",13.1,1.4]
["1984-06-05","12:00:00",11,17.399999999999999]
["1984-06-06","12:00:00",12.5,1.6]
["1984-06-07","12:00:00",11.8,12.3]
["1984-06-08","12:00:00",6,24.9]
["1984-06-09","12:00:00",5.7,2.4]
["1984-06-10","12:00:00",10.9,0]
["1984-06-11","12:00:00",11.3,0]
["1984-06-12","12:00:00",14,0]
["1984-06-13","12:00:00",15.1,0]
["1984-06-14","12:00:00",15.5,0]
["1984-06-15","12:00:00",15.7,0]
["1984-06-16","12:00:00",14.3,0.8]
["1984-06-17","12:00:00",11.8,0]
["1984-06-18","12:00:00",14.2,0]
["1984-06-19","12:00:00",11.7,1.8]
["1984-06-20","12:00:00",12.4,1]
["1984-06-21","12:00:00",10,5]
["1984-06-22","12:00:00",12.7,4.4000000000000004]
["1984-06-23","12:00:00",16,0]
["1984-06-24","12:00:00",19.2,0]
["1984-06-25","12:00:00",15.9,0]
["1984-06-26","12:00:00",18.399999999999999,0]
["1984-06-27","12:00:00",20.7,0]
["1984-06-28","12:00:00",22.9,0]
["1984-06-29","12:00:00",20.100000000000001,0]
["1984-06-30","12:00:00",14.5,0]
["1984-07-01","12:00:00",16.3,0]
["1984-07-02","12:00:00",16.3,0]
["1984-07-03","12:00:00",13.7,0]
["1984-07-04","12:00:00",17.7,1.7]
["1984-07-05","12:00:00",17.7,0]
["1984-07-06","12:00:00",15.5,0]
["1984-07-07","12:00:00",12.6,0]
["1984-07-08","12:00:00",15.5,0]
["1984-07-09","12:00:00",14.9,0]
["1984-07-10","12:00:00",16.8,0]
["1984-07-11","12:00:00",19.3,0]
["1984-07-12","12:00:00",18.7,3.3]
["1984-07-13","12:00:00",15.4,2]
["1984-07-14","12:00:00",17,0]
["1984-07-15","12:00:00",18.2,0]
["1984-07-16","12:00:00",18.399999999999999,0]
["1984-07-17","12:00:00",20.5,0]
["1984-07-18","12:00:00",19.5,0]
["1984-07-19","12:00:00",19.100000000000001,0.8]
["1984-07-20","12:00:00",13.5,2.8]
["1984-07-21","12:00:00",9.9,8.5]
["1984-07-22","12:00:00",12.8,0]
["1984-07-23","12:00:00",16.5,0]
["1984-07-24","12:00:00",19.3,0]
["1984-07-25","12:00:00",19.8,0]
["1984-07-26","12:00:00",25.4,0]
["1984-07-27","12:00:00",23.5,0.6]
["1984-07-28","12:00:00",21.3,0]
["1984-07-29","12:00:00",18.399999999999999,2.4]
["1984-07-30","12:00:00",18.600000000000001,2.5]
["1984-07-31","12:00:00",17.899999999999999,0]
["1984-08-01","12:00:00",20.2,0]
["1984-08-02","12:00:00",20,0]
["1984-08-03","12:00:00",20.8,9.4]
["1984-08-04","12:00:00",20.3,4.2]
["1984-08-05","12:00:00",20.5,0.6]
["1984-08-06","12:00:00",19.600000000000001,0]
["1984-08-07","12:00:00",16.7,0]
["1984-08-08","12:00:00",18.3,0]
["1984-08-09","12:00:00",20.2,0]
["1984-08-10","12:00:00",21.4,0.2]
["1984-08-11","12:00:00",19.5,0]
["1984-08-12","12:00:00",18.600000000000001,0.6]
["1984-08-13","12:00:00",17.3,0.2]
["1984-08-14","12:00:00",15.2,0]
["1984-08-15","12:00:00",16.2,0]
["1984-08-16","12:00:00",18,0]
["1984-08-17","12:00:00",20.3,0.2]
["1984-08-18","12:00:00",17.8,0]
["1984-08-19","12:00:00",14.3,0]
["1984-08-20","12:00:00",15.4,0]
["1984-08-21","12:00:00",15.5,0]
["1984-08-22","12:00:00",19.399999999999999,0]
["1984-08-23","12:00:00",18.3,0.4]
["1984-08-24","12:00:00",16.899999999999999,0]
["1984-08-25","12:00:00",16.2,0]
["1984-08-26","12:00:00",22.4,0]
["1984-08-27","12:00:00",14.7,0.6]
["1984-08-28","12:00:00",11,0]
["1984-08-29","12:00:00",12.3,0]
["1984-08-30","12:00:00",9,0]
["1984-08-31","12:00:00",11.3,0]
["1984-09-01","12:00:00",13.9,0]
["1984-09-02","12:00:00",9.8000000000000007,0]
["1984-09-03","12:00:00",7.6,0]
["1984-09-04","12:00:00",13.3,0]
["1984-09-05","12:00:00",17.899999999999999,0]
["1984-09-06","12:00:00",10.6,40.799999999999997]
["1984-09-07","12:00:00",6.8,2.8]
["1984-09-08","12:00:00",7.5,0]
["1984-09-09","12:00:00",8.6999999999999993,2.6]
["1984-09-10","12:00:00",6.2,0]
["1984-09-11","12:00:00",7.7,5]
["1984-09-12","12:00:00",7.4,16.2]
["1984-09-13","12:00:00",7.2,1.4]
["1984-09-14","12:00:00",6.7,3.8]
["1984-09-15","12:00:00",11.1,0]
["1984-09-16","12:00:00",16.8,0]
["1984-09-17","12:00:00",17.7,0]
["1984-09-18","12:00:00",17.399999999999999,0]
["1984-09-19","12:00:00",11.3,0]
["1984-09-20","12:00:00",5.0999999999999996,11.4]
["1984-09-21","12:00:00",1.9,14.6]
["1984-09-22","12:00:00",-0.4,5]
["1984-09-23","12:00:00",-1,3]
["1984-09-24","12:00:00",0.7,0.2]
["1984-09-25","12:00:00",-0.3,1.4]
["1984-09-26","12:00:00",-1.3,0]
["1984-09-27","12:00:00",-0.4,0]
["1984-09-28","12:00:00",2.9,0]
["1984-09-29","12:00:00",5.8,0]
["1984-09-30","12:00:00",6.7,0]
["1984-10-01","12:00:00",9.8000000000000007,0]
["1984-10-02","12:00:00",13.1,0]
["1984-10-03","12:00:00",13.5,0]
["1984-10-04","12:00:00",12.4,0]
["1984-10-05","12:00:00",10.7,0]
["1984-10-06","12:00:00",8.3000000000000007,0]
["1984-10-07","12:00:00",16.7,0]
["1984-10-08","12:00:00",17.399999999999999,0]
["1984-10-09","12:00:00",16.8,0]
["1984-10-10","12:00:00",15.1,0]
["1984-10-11","12:00:00",13.1,0]
["1984-10-12","12:00:00",9.6999999999999993,3]
["1984-10-13","12:00:00",5.9,0]
["1984-10-14","12:00:00",5.4,0.2]
["1984-10-15","12:00:00",1.5,0]
["1984-10-16","12:00:00",-1.1000000000000001,0.8]
["1984-10-17","12:00:00",-2,0]
["1984-10-18","12:00:00",-1.9,2.8]
["1984-10-19","12:00:00",-7,3.9]
["1984-10-20","12:00:00",-9,0]
["1984-10-21","12:00:00",-4.8,0]
["1984-10-22","12:00:00",-3.4,0]
["1984-10-23","12:00:00",2.8,0.6]
["1984-10-24","12:00:00",2.4,0.4]
["1984-10-25","12:00:00",6.6,1.6]
["1984-10-26","12:00:00",-6,3.4]
["1984-10-27","12:00:00",-11.5,0.6]
["1984-10-28","12:00:00",-17.2,0.2]
["1984-10-29","12:00:00",-19.8,0]
["1984-10-30","12:00:00",-19.7,0.8]
["1984-10-31","12:00:00",-20.7,0]
["1984-11-01","12:00:00",-21.5,0.4]
["1984-11-02","12:00:00",-14.6,0]
["1984-11-03","12:00:00",-9.1,0]
["1984-11-04","12:00:00",-4.0999999999999996,0]
["1984-11-05","12:00:00",-0.8,0]
["1984-11-06","12:00:00",-2.1,0]
["1984-11-07","12:00:00",1.7,0]
["1984-11-08","12:00:00",-3.9,0]
["1984-11-09","12:00:00",-5.5,0]
["1984-11-10","12:00:00",-2.4,0]
["1984-11-11","12:00:00",-7.1,0]
["1984-11-12","12:00:00",-9.9,0.8]
["1984-11-13","12:00:00",-11.2,0.4]
["1984-11-14","12:00:00",-13.9,1.2]
["1984-11-15","12:00:00",-8,0]
["1984-11-16","12:00:00",-6.2,0]
["1984-11-17","12:00:00",-3.2,0]
["1984-11-18","12:00:00",-2.8,0]
["1984-11-19","12:00:00",-0.5,0]
["1984-11-20","12:00:00",-2,0]
["1984-11-21","12:00:00",-3.2,0.8]
["1984-11-22","12:00:00",0.8,0]
["1984-11-23","12:00:00",3.7,0]
["1984-11-24","12:00:00",0.3,0.3]
["1984-11-25","12:00:00",-5.2,0]
["1984-11-26","12:00:00",-4.9000000000000004,0]
["1984-11-27","12:00:00",-8,0]
["1984-11-28","12:00:00",-3.8,0]
["1984-11-29","12:00:00",-6.9,0.4]
["1984-11-30","12:00:00",-8.1,1]
["1984-12-01","12:00:00",-10.8,0]
["1984-12-02","12:00:00",-11,0]
["1984-12-03","12:00:00",-11.8,0]
["1984-12-04","12:00:00",-6,0]
["1984-12-05","12:00:00",-3.5,0]
["1984-12-06","12:00:00",9.1999999999999993,0]
["1984-12-07","12:00:00",5.3,0]
["1984-12-08","12:00:00",-0.3,0]
["1984-12-09","12:00:00",-0.8,0]
["1984-12-10","12:00:00",-8.6,1.2]
["1984-12-11","12:00:00",-12.5,0]
["1984-12-12","12:00:00",-6.3,0]
["1984-12-13","12:00:00",-7,0]
["1984-12-14","12:00:00",-1,0]
["1984-12-15","12:00:00",-16.399999999999999,0.3]
["1984-12-16","12:00:00",-24.7,0]
["1984-12-17","12:00:00",-20.7,0]
["1984-12-18","12:00:00",-12.6,0]
["1984-12-19","12:00:00",-4.5,0]
["1984-12-20","12:00:00",-6.5,0]
["1984-12-21","12:00:00",-19,0]
["1984-12-22","12:00:00",-16.399999999999999,0.2]
["1984-12-23","12:00:00",-20.7,1]
["1984-12-24","12:00:00",-11.1,0]
["1984-12-25","12:00:00",-16.399999999999999,0.8]
["1984-12-26","12:00:00",-23.7,0.4]
["1984-12-27","12:00:00",-25,2.8]
["1984-12-28","12:00:00",-29.6,0.6]
["1984-12-29","12:00:00",-31.3,0]
["1984-12-30","12:00:00",-25.4,0]
["1984-12-31","12:00:00",-19.3,0]
["1985-01-01","12:00:00",-8.1,0]
["1985-01-02","12:00:00",3.5,0]
["1985-01-03","12:00:00",2.6,0]
["1985-01-04","12:00:00",1.1000000000000001,0]
["1985-01-05","12:00:00",2.9,0]
["1985-01-06","12:00:00",-1.3,0]
["1985-01-07","12:00:00",-6.8,0]
["1985-01-08","12:00:00",-8,0]
["1985-01-09","12:00:00",-7.7,0]
["1985-01-10","12:00:00",-15.2,0.2]
["1985-01-11","12:00:00",-4.0999999999999996,0]
["1985-01-12","12:00:00",4.4000000000000004,0]
["1985-01-13","12:00:00",-1.9,0]
["1985-01-14","12:00:00",0.5,0]
["1985-01-15","12:00:00",1.8,0]
["1985-01-16","12:00:00",2.2999999999999998,0]
["1985-01-17","12:00:00",2.1,0]
["1985-01-18","12:00:00",-7,0]
["1985-01-19","12:00:00",-17.3,2.4]
["1985-01-20","12:00:00",-18.600000000000001,0.4]
["1985-01-21","12:00:00",-7.4,0]
["1985-01-22","12:00:00",-3.9,0]
["1985-01-23","12:00:00",0.4,0]
["1985-01-24","12:00:00",1.5,0]
["1985-01-25","12:00:00",0.2,0]
["1985-01-26","12:00:00",-4.4000000000000004,0]
["1985-01-27","12:00:00",-6.5,0]
["1985-01-28","12:00:00",-6.6,0.4]
["1985-01-29","12:00:00",-18.8,0]
["1985-01-30","12:00:00",-20.399999999999999,0]
["1985-01-31","12:00:00",-19.2,0]
["1985-02-01","12:00:00",-21.8,0]
["1985-02-02","12:00:00",-21.8,0]
["1985-02-03","12:00:00",-21.4,0]
["1985-02-04","12:00:00",-13.3,0]
["1985-02-05","12:00:00",-11,0.6]
["1985-02-06","12:00:00",-16.3,0]
["1985-02-07","12:00:00",-22.4,4.0999999999999996]
["1985-02-08","12:00:00",-25.1,1.4]
["1985-02-09","12:00:00",-27.7,0]
["1985-02-10","12:00:00",-25.5,0]
["1985-02-11","12:00:00",-21.6,0]
["1985-02-12","12:00:00",-9.3000000000000007,0]
["1985-02-13","12:00:00",-3.8,0]
["1985-02-14","12:00:00",2.8,0]
["1985-02-15","12:00:00",0.7,0]
["1985-02-16","12:00:00",-2.5,0]
["1985-02-17","12:00:00",-7.6,1.2]
["1985-02-18","12:00:00",-0.5,0]
["1985-02-19","12:00:00",1.5,0]
["1985-02-20","12:00:00",-1.4,0]
["1985-02-21","12:00:00",1.3,0]
["1985-02-22","12:00:00",2.2999999999999998,1.4]
["1985-02-23","12:00:00",1.8,0]
["1985-02-24","12:00:00",2.6,0]
["1985-02-25","12:00:00",-2,0.8]
["1985-02-26","12:00:00",-0.4,0]
["1985-02-27","12:00:00",4.2,0]
["1985-02-28","12:00:00",2.7,6.4]
["1985-03-01","12:00:00",-6.9,1.4]
["1985-03-02","12:00:00",-12.4,0]
["1985-03-03","12:00:00",-9.1,0]
["1985-03-04","12:00:00",-12.2,0]
["1985-03-05","12:00:00",-7.9,0]
["1985-03-06","12:00:00",-8.1,0.2]
["1985-03-07","12:00:00",-2.5,0]
["1985-03-08","12:00:00",1.7,0]
["1985-03-09","12:00:00",1.1000000000000001,0]
["1985-03-10","12:00:00",-1.9,0]
["1985-03-11","12:00:00",1.6,0]
["1985-03-12","12:00:00",-0.6,0]
["1985-03-13","12:00:00",4.4000000000000004,0]
["1985-03-14","12:00:00",4.5999999999999996,0]
["1985-03-15","12:00:00",1.9,0]
["1985-03-16","12:00:00",5,0]
["1985-03-17","12:00:00",8.1,0]
["1985-03-18","12:00:00",4.3,0]
["1985-03-19","12:00:00",5.0999999999999996,0]
["1985-03-20","12:00:00",4.7,0]
["1985-03-21","12:00:00",-1,0]
["1985-03-22","12:00:00",-2.6,1.2]
["1985-03-23","12:00:00",-1.4,0]
["1985-03-24","12:00:00",2.8,0]
["1985-03-25","12:00:00",-1.4,0]
["1985-03-26","12:00:00",-1.1000000000000001,0]
["1985-03-27","12:00:00",-3.9,0]
["1985-03-28","12:00:00",-1.8,0]
["1985-03-29","12:00:00",1.1000000000000001,0]
["1985-03-30","12:00:00",3.7,0]
["1985-03-31","12:00:00",7.9,0]
["1985-04-01","12:00:00",12.1,0]
["1985-04-02","12:00:00",5.5,0.2]
["1985-04-03","12:00:00",0.7,2.4]
["1985-04-04","12:00:00",0.3,0]
["1985-04-05","12:00:00",1.5,0.2]
["1985-04-06","12:00:00",2.8,0]
["1985-04-07","12:00:00",2.8,0]
["1985-04-08","12:00:00",7.9,0]
["1985-04-09","12:00:00",10,0]
["1985-04-10","12:00:00",7.2,0]
["1985-04-11","12:00:00",5.9,0.2]
["1985-04-12","12:00:00",9.3000000000000007,0]
["1985-04-13","12:00:00",15.3,0]
["1985-04-14","12:00:00",4.8,3.6]
["1985-04-15","12:00:00",1.8,0]
["1985-04-16","12:00:00",9.8000000000000007,0]
["1985-04-17","12:00:00",9.1,0]
["1985-04-18","12:00:00",6.9,0]
["1985-04-19","12:00:00",1.5,12.7]
["1985-04-20","12:00:00",-0.9,1.2]
["1985-04-21","12:00:00",-1.1000000000000001,0]
["1985-04-22","12:00:00",2.4,0]
["1985-04-23","12:00:00",5.3,0]
["1985-04-24","12:00:00",4.5,0.2]
["1985-04-25","12:00:00",0.9,3.2]
["1985-04-26","12:00:00",3.9,0]
["1985-04-27","12:00:00",7.3,0]
["1985-04-28","12:00:00",6.7,0]
["1985-04-29","12:00:00",6.1,0]
["1985-04-30","12:00:00",8.6,0]
["1985-05-01","12:00:00",10.8,0]
["1985-05-02","12:00:00",15.2,0]
["1985-05-03","12:00:00",14.6,0]
["1985-05-04","12:00:00",8.3000000000000007,0]
["1985-05-05","12:00:00",9,0]
["1985-05-06","12:00:00",9.5,0]
["1985-05-07","12:00:00",11.6,0]
["1985-05-08","12:00:00",11.8,0]
["1985-05-09","12:00:00",10.4,0]
["1985-05-10","12:00:00",8.1,0]
["1985-05-11","12:00:00",5.2,0.8]
["1985-05-12","12:00:00",8.4,0]
["1985-05-13","12:00:00",10,0]
["1985-05-14","12:00:00",11.1,0]
["1985-05-15","12:00:00",11.4,0]
["1985-05-16","12:00:00",12.2,0]
["1985-05-17","12:00:00",15.7,0]
["1985-05-18","12:00:00",15.3,0]
["1985-05-19","12:00:00",14.3,0]
["1985-05-20","12:00:00",16.600000000000001,0]
["1985-05-21","12:00:00",16.899999999999999,0]
["1985-05-22","12:00:00",17.5,0]
["1985-05-23","12:00:00",16.3,0]
["1985-05-24","12:00:00",12.5,9.1999999999999993]
["1985-05-25","12:00:00",6.8,7.6]
["1985-05-26","12:00:00",8.1,0]
["1985-05-27","12:00:00",11.1,0]
["1985-05-28","12:00:00",10.8,4.0999999999999996]
["1985-05-29","12:00:00",11.1,0.2]
["1985-05-30","12:00:00",13.4,0]
["1985-05-31","12:00:00",12.6,0]
["1985-06-01","12:00:00",9.1,0]
["1985-06-02","12:00:00",9.1,0.4]
["1985-06-03","12:00:00",8.8000000000000007,0]
["1985-06-04","12:00:00",13.2,0]
["1985-06-05","12:00:00",13.8,3]
["1985-06-06","12:00:00",13,0]
["1985-06-07","12:00:00",15.8,3.2]
["1985-06-08","12:00:00",9.8000000000000007,4]
["1985-06-09","12:00:00",8.6,0]
["1985-06-10","12:00:00",8.9,1.2]
["1985-06-11","12:00:00",12.1,0]
["1985-06-12","12:00:00",18,0]
["1985-06-13","12:00:00",13.4,1.8]
["1985-06-14","12:00:00",14.6,0]
["1985-06-15","12:00:00",15.2,0]
["1985-06-16","12:00:00",9.6999999999999993,0]
["1985-06-17","12:00:00",11.3,0]
["1985-06-18","12:00:00",17.7,0]
["1985-06-19","12:00:00",20.8,0]
["1985-06-20","12:00:00",11.8,23.1]
["1985-06-21","12:00:00",14,0]
["1985-06-22","12:00:00",11.7,3.2]
["1985-06-23","12:00:00",14,0]
["1985-06-24","12:00:00",7.8,0.4]
["1985-06-25","12:00:00",11.5,0]
["1985-06-26","12:00:00",12.7,0]
["1985-06-27","12:00:00",15.8,0]
["1985-06-28","12:00:00",19.100000000000001,0.6]
["1985-06-29","12:00:00",15.6,0]
["1985-06-30","12:00:00",17.600000000000001,0]
["1985-07-01","12:00:00",19.7,0]
["1985-07-02","12:00:00",19.899999999999999,0]
["1985-07-03","12:00:00",21.3,0]
["1985-07-04","12:00:00",24.4,0]
["1985-07-05","12:00:00",24.8,0]
["1985-07-06","12:00:00",20.2,0]
["1985-07-07","12:00:00",20.2,0]
["1985-07-08","12:00:00",22.8,0]
["1985-07-09","12:00:00",20.3,0]
["1985-07-10","12:00:00",25.3,0]
["1985-07-11","12:00:00",22.1,0]
["1985-07-12","12:00:00",14.9,6.2]
["1985-07-13","12:00:00",14.3,0.8]
["1985-07-14","12:00:00",15.7,0]
["1985-07-15","12:00:00",17.5,0.2]
["1985-07-16","12:00:00",15.5,10.8]
["1985-07-17","12:00:00",12.6,13.2]
["1985-07-18","12:00:00",15.7,0]
["1985-07-19","12:00:00",15.1,0]
["1985-07-20","12:00:00",17.7,0]
["1985-07-21","12:00:00",22.6,0]
["1985-07-22","12:00:00",21.5,3.8]
["1985-07-23","12:00:00",16.100000000000001,13.2]
["1985-07-24","12:00:00",15.4,0.6]
["1985-07-25","12:00:00",18,0.4]
["1985-07-26","12:00:00",16,0]
["1985-07-27","12:00:00",14.8,0]
["1985-07-28","12:00:00",17.5,2.2000000000000002]
["1985-07-29","12:00:00",14,1.8]
["1985-07-30","12:00:00",16.3,0]
["1985-07-31","12:00:00",17.8,0]
["1985-08-01","12:00:00",18.5,0]
["1985-08-02","12:00:00",19.899999999999999,0]
["1985-08-03","12:00:00",20,0]
["1985-08-04","12:00:00",21,1]
["1985-08-05","12:00:00",17.3,0]
["1985-08-06","12:00:00",16.100000000000001,0]
["1985-08-07","12:00:00",18.3,0]
["1985-08-08","12:00:00",8.8000000000000007,5.6]
["1985-08-09","12:00:00",11.1,5.2]
["1985-08-10","12:00:00",9,1]
["1985-08-11","12:00:00",11.7,2.8]
["1985-08-12","12:00:00",10.199999999999999,1]
["1985-08-13","12:00:00",10.199999999999999,0]
["1985-08-14","12:00:00",14.8,1.4]
["1985-08-15","12:00:00",8.9,21.8]
["1985-08-16","12:00:00",12.4,0]
["1985-08-17","12:00:00",14.4,0]
["1985-08-18","12:00:00",16.3,0]
["1985-08-19","12:00:00",17.3,0.5]
["1985-08-20","12:00:00",11.5,0.2]
["1985-08-21","12:00:00",7.7,21.9]
["1985-08-22","12:00:00",14.2,3.8]
["1985-08-23","12:00:00",18.3,0]
["1985-08-24","12:00:00",18.399999999999999,0]
["1985-08-25","12:00:00",15.5,0]
["1985-08-26","12:00:00",13.1,0]
["1985-08-27","12:00:00",15,0]
["1985-08-28","12:00:00",13.2,0]
["1985-08-29","12:00:00",14.7,0]
["1985-08-30","12:00:00",16.5,0]
["1985-08-31","12:00:00",10.7,0]
["1985-09-01","12:00:00",10.8,0]
["1985-09-02","12:00:00",12.4,0]
["1985-09-03","12:00:00",11.4,3.4]
["1985-09-04","12:00:00",12,0.2]
["1985-09-05","12:00:00",7.7,7.6]
["1985-09-06","12:00:00",0.8,5.8]
["1985-09-07","12:00:00",1.7,1]
["1985-09-08","12:00:00",4.3,0.5]
["1985-09-09","12:00:00",6.1,0]
["1985-09-10","12:00:00",10.1,0]
["1985-09-11","12:00:00",9.4,0.2]
["1985-09-12","12:00:00",10,92.6]
["1985-09-13","12:00:00",13.2,0.2]
["1985-09-14","12:00:00",9.9,0]
["1985-09-15","12:00:00",10.6,0]
["1985-09-16","12:00:00",11.5,0.2]
["1985-09-17","12:00:00",5.3,0]
["1985-09-18","12:00:00",2.7,0.5]
["1985-09-19","12:00:00",3.3,9.4]
["1985-09-20","12:00:00",9,0]
["1985-09-21","12:00:00",6.7,0.2]
["1985-09-22","12:00:00",2.5,0.4]
["1985-09-23","12:00:00",2.8,0.4]
["1985-09-24","12:00:00",9.3000000000000007,0]
["1985-09-25","12:00:00",9.3000000000000007,0]
["1985-09-26","12:00:00",8.1999999999999993,1.2]
["1985-09-27","12:00:00",-2.8,0]
["1985-09-28","12:00:00",-1.7,0]
["1985-09-29","12:00:00",1.6,0]
["1985-09-30","12:00:00",7.4,0]
["1985-10-01","12:00:00",10.199999999999999,0.3]
["1985-10-02","12:00:00",7.8,0.4]
["1985-10-03","12:00:00",6.9,0]
["1985-10-04","12:00:00",3.7,0]
["1985-10-05","12:00:00",7.2,0.2]
["1985-10-06","12:00:00",-0.9,2.8]
["1985-10-07","12:00:00",-4.4000000000000004,0.8]
["1985-10-08","12:00:00",-4,1.6]
["1985-10-09","12:00:00",-0.6,0]
["1985-10-10","12:00:00",9.1999999999999993,0]
["1985-10-11","12:00:00",8.3000000000000007,0]
["1985-10-12","12:00:00",7.2,0]
["1985-10-13","12:00:00",7.5,0]
["1985-10-14","12:00:00",3.4,0.8]
["1985-10-15","12:00:00",2.9,5.5]
["1985-10-16","12:00:00",5.4,1.5]
["1985-10-17","12:00:00",6.3,0]
["1985-10-18","12:00:00",6.1,0]
["1985-10-19","12:00:00",8.5,0]
["1985-10-20","12:00:00",8.1999999999999993,0]
["1985-10-21","12:00:00",12,0]
["1985-10-22","12:00:00",6.8,0]
["1985-10-23","12:00:00",4.4000000000000004,0]
["1985-10-24","12:00:00",4.3,0]
["1985-10-25","12:00:00",0.6,0]
["1985-10-26","12:00:00",0.2,0]
["1985-10-27","12:00:00",7.5,0]
["1985-10-28","12:00:00",4.8,2.8]
["1985-10-29","12:00:00",2.1,0]
["1985-10-30","12:00:00",3.3,0]
["1985-10-31","12:00:00",0.2,0]
["1985-11-01","12:00:00",0.3,0]
["1985-11-02","12:00:00",-0.5,0]
["1985-11-03","12:00:00",1.6,0]
["1985-11-04","12:00:00",0.6,1]
["1985-11-05","12:00:00",-1.9,0.6]
["1985-11-06","12:00:00",-3.1,0]
["1985-11-07","12:00:00",-6.9,0.4]
["1985-11-08","12:00:00",-7.1,1.6]
["1985-11-09","12:00:00",-13.4,3.6]
["1985-11-10","12:00:00",-18.3,0.2]
["1985-11-11","12:00:00",-18.7,0]
["1985-11-12","12:00:00",-8.1,0]
["1985-11-13","12:00:00",-1.5,0]
["1985-11-14","12:00:00",2.6,0]
["1985-11-15","12:00:00",5.0999999999999996,0]
["1985-11-16","12:00:00",-3.5,1]
["1985-11-17","12:00:00",-15.3,0.8]
["1985-11-18","12:00:00",-18.899999999999999,0]
["1985-11-19","12:00:00",-20.6,0]
["1985-11-20","12:00:00",-20.9,0]
["1985-11-21","12:00:00",-21.2,0]
["1985-11-22","12:00:00",-25.7,0]
["1985-11-23","12:00:00",-15.4,0]
["1985-11-24","12:00:00",-20.9,0.4]
["1985-11-25","12:00:00",-27.1,0.4]
["1985-11-26","12:00:00",-31.4,0]
["1985-11-27","12:00:00",-25,0]
["1985-11-28","12:00:00",-18.3,0]
["1985-11-29","12:00:00",-19.5,0.4]
["1985-11-30","12:00:00",-24.4,0.9]
["1985-12-01","12:00:00",-24.3,0]
["1985-12-02","12:00:00",-21.9,0]
["1985-12-03","12:00:00",-13.4,0]
["1985-12-04","12:00:00",0.3,0]
["1985-12-05","12:00:00",2.8,0]
["1985-12-06","12:00:00",1,0]
["1985-12-07","12:00:00",-4.4000000000000004,0]
["1985-12-08","12:00:00",-7.6,0]
["1985-12-09","12:00:00",-11.2,0]
["1985-12-10","12:00:00",-9.6,0]
["1985-12-11","12:00:00",-6.4,0.8]
["1985-12-12","12:00:00",-9.3000000000000007,7.3]
["1985-12-13","12:00:00",-4.2,0]
["1985-12-14","12:00:00",-1.6,0]
["1985-12-15","12:00:00",-3.5,0]
["1985-12-16","12:00:00",-2.1,0]
["1985-12-17","12:00:00",1.6,0]
["1985-12-18","12:00:00",2.2999999999999998,0.6]
["1985-12-19","12:00:00",4,0]
["1985-12-20","12:00:00",4.3,0]
["1985-12-21","12:00:00",7.8,0]
["1985-12-22","12:00:00",7.5,0]
["1985-12-23","12:00:00",2.9,0]
["1985-12-24","12:00:00",2.7,0]
["1985-12-25","12:00:00",7.5,0]
["1985-12-26","12:00:00",-3.2,0]
["1985-12-27","12:00:00",-6.1,0]
["1985-12-28","12:00:00",-3.2,0]
["1985-12-29","12:00:00",0.8,0]
["1985-12-30","12:00:00",-1.7,0]
["1985-12-31","12:00:00",-0.5,0]
["1986-01-01","12:00:00",-2,0]
["1986-01-02","12:00:00",-5.6,0]
["1986-01-03","12:00:00",-7,0.2]
["1986-01-04","12:00:00",-6.5,0]
["1986-01-05","12:00:00",-7.9,0]
["1986-01-06","12:00:00",-4.2,0]
["1986-01-07","12:00:00",1.8,0]
["1986-01-08","12:00:00",2.1,0]
["1986-01-09","12:00:00",2.7,0]
["1986-01-10","12:00:00",5.3,0]
["1986-01-11","12:00:00",2.5,0]
["1986-01-12","12:00:00",3.2,0]
["1986-01-13","12:00:00",6.8,0]
["1986-01-14","12:00:00",3.1,0]
["1986-01-15","12:00:00",0.2,0]
["1986-01-16","12:00:00",2,0]
["1986-01-17","12:00:00",1.3,0]
["1986-01-18","12:00:00",1.9,0]
["1986-01-19","12:00:00",4.8,0]
["1986-01-20","12:00:00",-2.1,0]
["1986-01-21","12:00:00",-4.9000000000000004,0]
["1986-01-22","12:00:00",-7.9,0]
["1986-01-23","12:00:00",-2.9,0]
["1986-01-24","12:00:00",0.4,0]
["1986-01-25","12:00:00",-0.1,0]
["1986-01-26","12:00:00",4.5,0]
["1986-01-27","12:00:00",4.8,0]
["1986-01-28","12:00:00",-1.7,0]
["1986-01-29","12:00:00",-6.1,0.5]
["1986-01-30","12:00:00",-7.8,0]
["1986-01-31","12:00:00",-3.2,0]
["1986-02-01","12:00:00",-0.3,0]
["1986-02-02","12:00:00",0.3,0]
["1986-02-03","12:00:00",-1.6,0]
["1986-02-04","12:00:00",-3.3,0]
["1986-02-05","12:00:00",-5.2,0]
["1986-02-06","12:00:00",-9.8000000000000007,0]
["1986-02-07","12:00:00",-7.7,0]
["1986-02-08","12:00:00",-10.199999999999999,0.2]
["1986-02-09","12:00:00",-8.6,0.6]
["1986-02-10","12:00:00",-11.5,0.6]
["1986-02-11","12:00:00",-8.5,0.4]
["1986-02-12","12:00:00",-10.199999999999999,0.2]
["1986-02-13","12:00:00",-15.3,0.2]
["1986-02-14","12:00:00",-11.2,1.2]
["1986-02-15","12:00:00",-15.5,6.6]
["1986-02-16","12:00:00",-23.4,1.1000000000000001]
["1986-02-17","12:00:00",-28.4,0.2]
["1986-02-18","12:00:00",-31.3,0]
["1986-02-19","12:00:00",-31.1,0]
["1986-02-20","12:00:00",-15.4,0]
["1986-02-21","12:00:00",-14.1,0]
["1986-02-22","12:00:00",-10.199999999999999,0]
["1986-02-23","12:00:00",-3.3,0]
["1986-02-24","12:00:00",4.4000000000000004,0]
["1986-02-25","12:00:00",8.9,0]
["1986-02-26","12:00:00",5.6,0]
["1986-02-27","12:00:00",4.3,0]
["1986-02-28","12:00:00",10.199999999999999,0]
["1986-03-01","12:00:00",4.5,0]
["1986-03-02","12:00:00",5.4,0]
["1986-03-03","12:00:00",6.5,0]
["1986-03-04","12:00:00",7.5,0.2]
["1986-03-05","12:00:00",1.4,0]
["1986-03-06","12:00:00",-8.3000000000000007,0.6]
["1986-03-07","12:00:00",-6.2,0]
["1986-03-08","12:00:00",2.2999999999999998,0]
["1986-03-09","12:00:00",1.9,0]
["1986-03-10","12:00:00",0.2,0]
["1986-03-11","12:00:00",2.2000000000000002,0]
["1986-03-12","12:00:00",4,0]
["1986-03-13","12:00:00",-0.4,0.2]
["1986-03-14","12:00:00",1.4,0]
["1986-03-15","12:00:00",0.1,0.2]
["1986-03-16","12:00:00",-0.3,3.8]
["1986-03-17","12:00:00",1.9,0.2]
["1986-03-18","12:00:00",1.9,0]
["1986-03-19","12:00:00",3.5,0]
["1986-03-20","12:00:00",8.8000000000000007,0]
["1986-03-21","12:00:00",9.4,0]
["1986-03-22","12:00:00",2.6,0]
["1986-03-23","12:00:00",1.5,0]
["1986-03-24","12:00:00",-0.6,0.4]
["1986-03-25","12:00:00",1.8,0]
["1986-03-26","12:00:00",6.2,0]
["1986-03-27","12:00:00",9.5,0]
["1986-03-28","12:00:00",7.8,0]
["1986-03-29","12:00:00",6.1,0]
["1986-03-30","12:00:00",3.3,0.2]
["1986-03-31","12:00:00",3.6,0]
["1986-04-01","12:00:00",3.5,0]
["1986-04-02","12:00:00",-0.1,1.2]
["1986-04-03","12:00:00",4,0]
["1986-04-04","12:00:00",5.3,0]
["1986-04-05","12:00:00",8,0]
["1986-04-06","12:00:00",11.6,0]
["1986-04-07","12:00:00",6.7,0]
["1986-04-08","12:00:00",13,0]
["1986-04-09","12:00:00",8.8000000000000007,0]
["1986-04-10","12:00:00",0.4,0.2]
["1986-04-11","12:00:00",-6.6,1.9]
["1986-04-12","12:00:00",-10.1,3.1]
["1986-04-13","12:00:00",-9.4,0.2]
["1986-04-14","12:00:00",-1.1000000000000001,0]
["1986-04-15","12:00:00",6.6,0]
["1986-04-16","12:00:00",3.1,0]
["1986-04-17","12:00:00",4.4000000000000004,0]
["1986-04-18","12:00:00",8.1,0]
["1986-04-19","12:00:00",11.2,0]
["1986-04-20","12:00:00",14.4,0]
["1986-04-21","12:00:00",12.4,0]
["1986-04-22","12:00:00",7.2,2.4]
["1986-04-23","12:00:00",2,1.6]
["1986-04-24","12:00:00",1.2,0]
["1986-04-25","12:00:00",5.9,0]
["1986-04-26","12:00:00",6.7,0.8]
["1986-04-27","12:00:00",7.9,0]
["1986-04-28","12:00:00",4.7,0]
["1986-04-29","12:00:00",4.4000000000000004,0]
["1986-04-30","12:00:00",-1.2,0]
["1986-05-01","12:00:00",3.6,0]
["1986-05-02","12:00:00",9.1999999999999993,0]
["1986-05-03","12:00:00",13.1,0.2]
["1986-05-04","12:00:00",4.9000000000000004,19.399999999999999]
["1986-05-05","12:00:00",5,1.2]
["1986-05-06","12:00:00",5.9,5.7]
["1986-05-07","12:00:00",7.8,0]
["1986-05-08","12:00:00",7.8,0]
["1986-05-09","12:00:00",6.8,0]
["1986-05-10","12:00:00",4.2,5.3]
["1986-05-11","12:00:00",5.6,0.2]
["1986-05-12","12:00:00",7.2,0]
["1986-05-13","12:00:00",6.8,17.2]
["1986-05-14","12:00:00",0.3,11.8]
["1986-05-15","12:00:00",2,1.6]
["1986-05-16","12:00:00",4.4000000000000004,0]
["1986-05-17","12:00:00",10.6,0]
["1986-05-18","12:00:00",12.8,0]
["1986-05-19","12:00:00",14.5,0]
["1986-05-20","12:00:00",15.8,0]
["1986-05-21","12:00:00",9.6999999999999993,4.9000000000000004]
["1986-05-22","12:00:00",7,0]
["1986-05-23","12:00:00",9,0]
["1986-05-24","12:00:00",13.6,0]
["1986-05-25","12:00:00",19.3,0]
["1986-05-26","12:00:00",20.3,0]
["1986-05-27","12:00:00",19.7,0]
["1986-05-28","12:00:00",22.5,0]
["1986-05-29","12:00:00",20.8,0]
["1986-05-30","12:00:00",22.2,0]
["1986-05-31","12:00:00",20.9,0]
["1986-06-01","12:00:00",22.8,0]
["1986-06-02","12:00:00",18.399999999999999,0]
["1986-06-03","12:00:00",14.7,0]
["1986-06-04","12:00:00",14.8,2.4]
["1986-06-05","12:00:00",12.4,0.4]
["1986-06-06","12:00:00",13.2,6.5]
["1986-06-07","12:00:00",15.4,0]
["1986-06-08","12:00:00",12.6,0]
["1986-06-09","12:00:00",14.5,0]
["1986-06-10","12:00:00",17.3,0]
["1986-06-11","12:00:00",14.1,0]
["1986-06-12","12:00:00",13.2,0]
["1986-06-13","12:00:00",14.5,0]
["1986-06-14","12:00:00",13.7,2]
["1986-06-15","12:00:00",14.3,2]
["1986-06-16","12:00:00",14.4,0]
["1986-06-17","12:00:00",18.8,0]
["1986-06-18","12:00:00",18.7,1.9]
["1986-06-19","12:00:00",14.4,0]
["1986-06-20","12:00:00",13.4,0]
["1986-06-21","12:00:00",16,0]
["1986-06-22","12:00:00",18.5,0]
["1986-06-23","12:00:00",18.600000000000001,0]
["1986-06-24","12:00:00",16.2,0]
["1986-06-25","12:00:00",17.5,0]
["1986-06-26","12:00:00",13.3,0]
["1986-06-27","12:00:00",15.5,10]
["1986-06-28","12:00:00",16.399999999999999,0.6]
["1986-06-29","12:00:00",13.4,55.1]
["1986-06-30","12:00:00",13.4,0.2]
["1986-07-01","12:00:00",17.7,0]
["1986-07-02","12:00:00",19.2,0]
["1986-07-03","12:00:00",12.7,0]
["1986-07-04","12:00:00",10,0]
["1986-07-05","12:00:00",12.5,5.8]
["1986-07-06","12:00:00",15.8,0]
["1986-07-07","12:00:00",14.9,2.8]
["1986-07-08","12:00:00",16,0.6]
["1986-07-09","12:00:00",15.7,8.4]
["1986-07-10","12:00:00",16.5,0.4]
["1986-07-11","12:00:00",15.3,0.9]
["1986-07-12","12:00:00",13.4,6.2]
["1986-07-13","12:00:00",15,1.4]
["1986-07-14","12:00:00",14.4,0]
["1986-07-15","12:00:00",13.1,2.1]
["1986-07-16","12:00:00",12.2,12.6]
["1986-07-17","12:00:00",9.1999999999999993,26]
["1986-07-18","12:00:00",14.2,0]
["1986-07-19","12:00:00",14.5,0]
["1986-07-20","12:00:00",18.100000000000001,0]
["1986-07-21","12:00:00",18.100000000000001,0]
["1986-07-22","12:00:00",18.100000000000001,0.5]
["1986-07-23","12:00:00",15.1,2.2999999999999998]
["1986-07-24","12:00:00",17.2,0]
["1986-07-25","12:00:00",14.6,8.6999999999999993]
["1986-07-26","12:00:00",11.8,0]
["1986-07-27","12:00:00",13.5,6.4]
["1986-07-28","12:00:00",15,3]
["1986-07-29","12:00:00",11.8,5.6]
["1986-07-30","12:00:00",13.6,0]
["1986-07-31","12:00:00",13.2,0]
["1986-08-01","12:00:00",17.399999999999999,0]
["1986-08-02","12:00:00",16.5,0]
["1986-08-03","12:00:00",19.100000000000001,0.4]
["1986-08-04","12:00:00",16.7,0.6]
["1986-08-05","12:00:00",14.2,3.4]
["1986-08-06","12:00:00",16,0]
["1986-08-07","12:00:00",17.3,0]
["1986-08-08","12:00:00",14.4,0.3]
["1986-08-09","12:00:00",13.8,0]
["1986-08-10","12:00:00",17,0]
["1986-08-11","12:00:00",20.2,0]
["1986-08-12","12:00:00",18.5,0]
["1986-08-13","12:00:00",17.8,1.3]
["1986-08-14","12:00:00",18.600000000000001,0]
["1986-08-15","12:00:00",15,0]
["1986-08-16","12:00:00",14.6,0]
["1986-08-17","12:00:00",16.8,0]
["1986-08-18","12:00:00",19.399999999999999,0]
["1986-08-19","12:00:00",12,0]
["1986-08-20","12:00:00",14.3,0]
["1986-08-21","12:00:00",13.6,0]
["1986-08-22","12:00:00",17.100000000000001,0]
["1986-08-23","12:00:00",17,0]
["1986-08-24","12:00:00",16,0]
["1986-08-25","12:00:00",13.1,0]
["1986-08-26","12:00:00",15.5,0]
["1986-08-27","12:00:00",15.8,0]
["1986-08-28","12:00:00",18.899999999999999,0]
["1986-08-29","12:00:00",20.100000000000001,0]
["1986-08-30","12:00:00",14.7,15.7]
["1986-08-31","12:00:00",14.1,0]
["1986-09-01","12:00:00",15,0]
["1986-09-02","12:00:00",14.7,0]
["1986-09-03","12:00:00",11.1,12.2]
["1986-09-04","12:00:00",7.1,5.4]
["1986-09-05","12:00:00",5.6,2.1]
["1986-09-06","12:00:00",5.7,0]
["1986-09-07","12:00:00",7.8,0]
["1986-09-08","12:00:00",6.7,0]
["1986-09-09","12:00:00",11.7,3]
["1986-09-10","12:00:00",10.9,0.4]
["1986-09-11","12:00:00",7.3,2]
["1986-09-12","12:00:00",3.9,0]
["1986-09-13","12:00:00",3.1,2.9]
["1986-09-14","12:00:00",3,0]
["1986-09-15","12:00:00",5.9,0.6]
["1986-09-16","12:00:00",8.5,21.3]
["1986-09-17","12:00:00",4.3,9]
["1986-09-18","12:00:00",5.2,0.2]
["1986-09-19","12:00:00",4.8,2.2000000000000002]
["1986-09-20","12:00:00",5,1.2]
["1986-09-21","12:00:00",7.5,0]
["1986-09-22","12:00:00",12.3,0]
["1986-09-23","12:00:00",10.5,0]
["1986-09-24","12:00:00",9,0]
["1986-09-25","12:00:00",5.2,60.7]
["1986-09-26","12:00:00",2.2999999999999998,18.2]
["1986-09-27","12:00:00",4.3,1.5]
["1986-09-28","12:00:00",6.9,0.7]
["1986-09-29","12:00:00",7.2,0]
["1986-09-30","12:00:00",5.3,2]
["1986-10-01","12:00:00",3.2,6]
["1986-10-02","12:00:00",2.9,0]
["1986-10-03","12:00:00",8.1999999999999993,0]
["1986-10-04","12:00:00",10,0]
["1986-10-05","12:00:00",13.5,0]
["1986-10-06","12:00:00",15.2,0]
["1986-10-07","12:00:00",7.5,1.2]
["1986-10-08","12:00:00",7.3,0.5]
["1986-10-09","12:00:00",10.4,0.4]
["1986-10-10","12:00:00",3.7,0]
["1986-10-11","12:00:00",4.8,0]
["1986-10-12","12:00:00",9.5,0]
["1986-10-13","12:00:00",9.5,0]
["1986-10-14","12:00:00",10.7,0]
["1986-10-15","12:00:00",12.5,0]
["1986-10-16","12:00:00",11.8,0]
["1986-10-17","12:00:00",11.3,0]
["1986-10-18","12:00:00",9.4,0]
["1986-10-19","12:00:00",8.1999999999999993,0]
["1986-10-20","12:00:00",10,0]
["1986-10-21","12:00:00",10.7,0]
["1986-10-22","12:00:00",8.1999999999999993,0]
["1986-10-23","12:00:00",7.2,0]
["1986-10-24","12:00:00",9.8000000000000007,0]
["1986-10-25","12:00:00",10.5,0]
["1986-10-26","12:00:00",10.8,0]
["1986-10-27","12:00:00",9.6,0]
["1986-10-28","12:00:00",6.5,0]
["1986-10-29","12:00:00",0.6,0]
["1986-10-30","12:00:00",-3.2,2.1]
["1986-10-31","12:00:00",-7.6,0.4]
["1986-11-01","12:00:00",-1.9,0]
["1986-11-02","12:00:00",9.9,0]
["1986-11-03","12:00:00",7.2,0]
["1986-11-04","12:00:00",5,0]
["1986-11-05","12:00:00",1.2,1.6]
["1986-11-06","12:00:00",-0.2,0]
["1986-11-07","12:00:00",-8,0.2]
["1986-11-08","12:00:00",-17.399999999999999,0.8]
["1986-11-09","12:00:00",-17.600000000000001,0.2]
["1986-11-10","12:00:00",-13.4,0]
["1986-11-11","12:00:00",-14.7,0.2]
["1986-11-12","12:00:00",-15.9,0]
["1986-11-13","12:00:00",-4.0999999999999996,3]
["1986-11-14","12:00:00",-11.3,1.5]
["1986-11-15","12:00:00",-6,0]
["1986-11-16","12:00:00",-5.5,0.8]
["1986-11-17","12:00:00",-12.1,3.4]
["1986-11-18","12:00:00",-17.2,0]
["1986-11-19","12:00:00",-17.100000000000001,0]
["1986-11-20","12:00:00",-4.5999999999999996,0]
["1986-11-21","12:00:00",-2.8,0]
["1986-11-22","12:00:00",-6.5,0]
["1986-11-23","12:00:00",1.3,0]
["1986-11-24","12:00:00",2,0]
["1986-11-25","12:00:00",-0.3,0]
["1986-11-26","12:00:00",1.6,0]
["1986-11-27","12:00:00",-0.8,0]
["1986-11-28","12:00:00",-4,0]
["1986-11-29","12:00:00",-6.1,0]
["1986-11-30","12:00:00",-2.2000000000000002,0]
["1986-12-01","12:00:00",0.7,0]
["1986-12-02","12:00:00",-6.5,0]
["1986-12-03","12:00:00",-8.1999999999999993,0]
["1986-12-04","12:00:00",-5,0]
["1986-12-05","12:00:00",-6.5,0]
["1986-12-06","12:00:00",-5.6,0]
["1986-12-07","12:00:00",0.4,0]
["1986-12-08","12:00:00",-6.9,0]
["1986-12-09","12:00:00",-6.8,0]
["1986-12-10","12:00:00",1.2,0]
["1986-12-11","12:00:00",-3.4,0]
["1986-12-12","12:00:00",-4,1.2]
["1986-12-13","12:00:00",-2.7,0]
["1986-12-14","12:00:00",-2.8,0]
["1986-12-15","12:00:00",1.3,0]
["1986-12-16","12:00:00",-2.6,0]
["1986-12-17","12:00:00",0.2,0]
["1986-12-18","12:00:00",-1.7,0]
["1986-12-19","12:00:00",-3.5,0]
["1986-12-20","12:00:00",-1,0]
["1986-12-21","12:00:00",2.2999999999999998,0]
["1986-12-22","12:00:00",-0.4,0]
["1986-12-23","12:00:00",3.6,0]
["1986-12-24","12:00:00",2,0]
["1986-12-25","12:00:00",1.4,0]
["1986-12-26","12:00:00",3.1,0]
["1986-12-27","12:00:00",1.7,0]
["1986-12-28","12:00:00",1.9,0]
["1986-12-29","12:00:00",4.7,0]
["1986-12-30","12:00:00",-2.5,0]
["1986-12-31","12:00:00",-5.8,0]
["1987-01-01","12:00:00",-3.9,0]
["1987-01-02","12:00:00",1.3,0]
["1987-01-03","12:00:00",2,0]
["1987-01-04","12:00:00",-2.4,0]
["1987-01-05","12:00:00",-5.5,0]
["1987-01-06","12:00:00",-5.7,0]
["1987-01-07","12:00:00",-3.5,0]
["1987-01-08","12:00:00",-3.9,0]
["1987-01-09","12:00:00",2.6,0]
["1987-01-10","12:00:00",10.1,0]
["1987-01-11","12:00:00",10.7,0]
["1987-01-12","12:00:00",7.1,0]
["1987-01-13","12:00:00",-2.6,0.2]
["1987-01-14","12:00:00",-11,0.2]
["1987-01-15","12:00:00",-11,0]
["1987-01-16","12:00:00",-5,0.9]
["1987-01-17","12:00:00",0.2,0]
["1987-01-18","12:00:00",-0.3,0]
["1987-01-19","12:00:00",-4.8,0]
["1987-01-20","12:00:00",1,0]
["1987-01-21","12:00:00",-4.3,0]
["1987-01-22","12:00:00",-3.5,0]
["1987-01-23","12:00:00",-2,0]
["1987-01-24","12:00:00",1.4,0]
["1987-01-25","12:00:00",0.3,0]
["1987-01-26","12:00:00",-1.3,0]
["1987-01-27","12:00:00",-4,0]
["1987-01-28","12:00:00",-1.2,0]
["1987-01-29","12:00:00",3.9,0]
["1987-01-30","12:00:00",2.5,0]
["1987-01-31","12:00:00",0.7,0]
["1987-02-01","12:00:00",-1,1.4]
["1987-02-02","12:00:00",-3.6,0]
["1987-02-03","12:00:00",-4.9000000000000004,0]
["1987-02-04","12:00:00",3.4,0]
["1987-02-05","12:00:00",6.5,0]
["1987-02-06","12:00:00",8.5,0]
["1987-02-07","12:00:00",3.8,0]
["1987-02-08","12:00:00",2.8,0]
["1987-02-09","12:00:00",3.2,0]
["1987-02-10","12:00:00",7.1,0]
["1987-02-11","12:00:00",4.2,0]
["1987-02-12","12:00:00",1.5,0]
["1987-02-13","12:00:00",-5.0999999999999996,0]
["1987-02-14","12:00:00",0.3,0]
["1987-02-15","12:00:00",-5.4,0]
["1987-02-16","12:00:00",1.3,0]
["1987-02-17","12:00:00",-0.1,0]
["1987-02-18","12:00:00",-2.9,0]
["1987-02-19","12:00:00",-1.2,0]
["1987-02-20","12:00:00",-1.2,0]
["1987-02-21","12:00:00",-3.4,0]
["1987-02-22","12:00:00",-2.1,0]
["1987-02-23","12:00:00",-9.4,0.6]
["1987-02-24","12:00:00",-11.3,0.4]
["1987-02-25","12:00:00",-12.2,0]
["1987-02-26","12:00:00",-10.3,0]
["1987-02-27","12:00:00",-5.7,0.4]
["1987-02-28","12:00:00",-4.4000000000000004,0]
["1987-03-01","12:00:00",-9.3000000000000007,0]
["1987-03-02","12:00:00",-6.5,0]
["1987-03-03","12:00:00",2.5,0]
["1987-03-04","12:00:00",9.3000000000000007,0]
["1987-03-05","12:00:00",9.5,0]
["1987-03-06","12:00:00",5.4,0]
["1987-03-07","12:00:00",-3.1,3.4]
["1987-03-08","12:00:00",-8.8000000000000007,0.4]
["1987-03-09","12:00:00",-5.6,0.8]
["1987-03-10","12:00:00",-8.6999999999999993,2.8]
["1987-03-11","12:00:00",-7.2,0.6]
["1987-03-12","12:00:00",2.2999999999999998,0]
["1987-03-13","12:00:00",-2.7,5.6]
["1987-03-14","12:00:00",-2.6,0]
["1987-03-15","12:00:00",-1.5,0]
["1987-03-16","12:00:00",-2.4,0]
["1987-03-17","12:00:00",3.5,0]
["1987-03-18","12:00:00",1.3,0.2]
["1987-03-19","12:00:00",-1.7,4.9000000000000004]
["1987-03-20","12:00:00",-0.9,0.2]
["1987-03-21","12:00:00",-2.9,0]
["1987-03-22","12:00:00",-5.0999999999999996,0]
["1987-03-23","12:00:00",-2.7,0]
["1987-03-24","12:00:00",1.9,0]
["1987-03-25","12:00:00",3,0]
["1987-03-26","12:00:00",0,0]
["1987-03-27","12:00:00",-10,1.2]
["1987-03-28","12:00:00",-10.7,0]
["1987-03-29","12:00:00",0.5,0]
["1987-03-30","12:00:00",9.4,0]
["1987-03-31","12:00:00",5.6,0]
["1987-04-01","12:00:00",2.4,0]
["1987-04-02","12:00:00",7,0]
["1987-04-03","12:00:00",9.4,0]
["1987-04-04","12:00:00",8.8000000000000007,0]
["1987-04-05","12:00:00",6.3,0]
["1987-04-06","12:00:00",6.7,0.2]
["1987-04-07","12:00:00",9.1,0]
["1987-04-08","12:00:00",7.1,0]
["1987-04-09","12:00:00",5.3,0]
["1987-04-10","12:00:00",6.3,0]
["1987-04-11","12:00:00",4.5,2.6]
["1987-04-12","12:00:00",4.3,0]
["1987-04-13","12:00:00",7,0]
["1987-04-14","12:00:00",7.9,0]
["1987-04-15","12:00:00",8.5,0]
["1987-04-16","12:00:00",10.6,0]
["1987-04-17","12:00:00",4.5,3.6]
["1987-04-18","12:00:00",-0.3,9.4]
["1987-04-19","12:00:00",0.4,0]
["1987-04-20","12:00:00",5.7,0]
["1987-04-21","12:00:00",10.5,0]
["1987-04-22","12:00:00",5,0]
["1987-04-23","12:00:00",2.1,2]
["1987-04-24","12:00:00",7.8,0]
["1987-04-25","12:00:00",9.6999999999999993,0]
["1987-04-26","12:00:00",7.3,0]
["1987-04-27","12:00:00",14.7,0]
["1987-04-28","12:00:00",16,0]
["1987-04-29","12:00:00",17.7,2]
["1987-04-30","12:00:00",15,2.6]
["1987-05-01","12:00:00",15.5,2.7]
["1987-05-02","12:00:00",10,2.4]
["1987-05-03","12:00:00",10.1,0]
["1987-05-04","12:00:00",13.8,0]
["1987-05-05","12:00:00",11.3,0]
["1987-05-06","12:00:00",12.9,0]
["1987-05-07","12:00:00",16.3,0]
["1987-05-08","12:00:00",18.2,0]
["1987-05-09","12:00:00",16.100000000000001,0]
["1987-05-10","12:00:00",10.3,0]
["1987-05-11","12:00:00",15.2,0]
["1987-05-12","12:00:00",13.9,1.4]
["1987-05-13","12:00:00",8.6,0]
["1987-05-14","12:00:00",13.9,0]
["1987-05-15","12:00:00",13.5,0]
["1987-05-16","12:00:00",6.5,5.6]
["1987-05-17","12:00:00",10.9,0]
["1987-05-18","12:00:00",9.8000000000000007,0]
["1987-05-19","12:00:00",2.2000000000000002,0]
["1987-05-20","12:00:00",2.6,0]
["1987-05-21","12:00:00",5.2,0.2]
["1987-05-22","12:00:00",8.4,0]
["1987-05-23","12:00:00",10.3,0]
["1987-05-24","12:00:00",10.4,0]
["1987-05-25","12:00:00",14.1,0]
["1987-05-26","12:00:00",13.9,0]
["1987-05-27","12:00:00",13.2,0]
["1987-05-28","12:00:00",14.1,0]
["1987-05-29","12:00:00",13.5,0]
["1987-05-30","12:00:00",15.7,0]
["1987-05-31","12:00:00",11.7,0.4]
["1987-06-01","12:00:00",13.1,0]
["1987-06-02","12:00:00",13.2,0]
["1987-06-03","12:00:00",14.6,0]
["1987-06-04","12:00:00",15.9,0]
["1987-06-05","12:00:00",20.5,0.2]
["1987-06-06","12:00:00",15.9,2]
["1987-06-07","12:00:00",15.1,0]
["1987-06-08","12:00:00",16.100000000000001,0]
["1987-06-09","12:00:00",18.8,0]
["1987-06-10","12:00:00",16.7,0]
["1987-06-11","12:00:00",18.100000000000001,0]
["1987-06-12","12:00:00",22.6,0]
["1987-06-13","12:00:00",22.6,0]
["1987-06-14","12:00:00",19.399999999999999,0]
["1987-06-15","12:00:00",21.9,0]
["1987-06-16","12:00:00",13,11.5]
["1987-06-17","12:00:00",14.1,0]
["1987-06-18","12:00:00",16.7,0]
["1987-06-19","12:00:00",19.100000000000001,0]
["1987-06-20","12:00:00",16.899999999999999,2.9]
["1987-06-21","12:00:00",17.7,0]
["1987-06-22","12:00:00",14.6,0]
["1987-06-23","12:00:00",13.1,0]
["1987-06-24","12:00:00",13.3,0]
["1987-06-25","12:00:00",16.100000000000001,0]
["1987-06-26","12:00:00",18.399999999999999,0]
["1987-06-27","12:00:00",17,2.6]
["1987-06-28","12:00:00",15.8,0]
["1987-06-29","12:00:00",15.6,0.2]
["1987-06-30","12:00:00",15.1,2.4]
["1987-07-01","12:00:00",17.3,0]
["1987-07-02","12:00:00",21.7,3.8]
["1987-07-03","12:00:00",16.600000000000001,19.399999999999999]
["1987-07-04","12:00:00",11.3,10.8]
["1987-07-05","12:00:00",11.6,15.1]
["1987-07-06","12:00:00",13.8,0.6]
["1987-07-07","12:00:00",14.6,0]
["1987-07-08","12:00:00",14.8,0.6]
["1987-07-09","12:00:00",12.3,0]
["1987-07-10","12:00:00",11.8,0.2]
["1987-07-11","12:00:00",12.4,0]
["1987-07-12","12:00:00",14.6,0.2]
["1987-07-13","12:00:00",17.399999999999999,0]
["1987-07-14","12:00:00",20.2,0]
["1987-07-15","12:00:00",14.6,3.5]
["1987-07-16","12:00:00",10.1,5.6]
["1987-07-17","12:00:00",9.8000000000000007,0]
["1987-07-18","12:00:00",10.7,19.600000000000001]
["1987-07-19","12:00:00",11.8,14.7]
["1987-07-20","12:00:00",14.6,7]
["1987-07-21","12:00:00",13.8,0]
["1987-07-22","12:00:00",14.6,21.6]
["1987-07-23","12:00:00",16.899999999999999,0]
["1987-07-24","12:00:00",17.600000000000001,0]
["1987-07-25","12:00:00",18.8,2]
["1987-07-26","12:00:00",19.8,0]
["1987-07-27","12:00:00",21.7,0]
["1987-07-28","12:00:00",22,0]
["1987-07-29","12:00:00",22.9,0]
["1987-07-30","12:00:00",21.2,1.6]
["1987-07-31","12:00:00",20,0]
["1987-08-01","12:00:00",14.7,0]
["1987-08-02","12:00:00",14.3,1.6]
["1987-08-03","12:00:00",14.1,1.2]
["1987-08-04","12:00:00",16,23]
["1987-08-05","12:00:00",14.3,0]
["1987-08-06","12:00:00",15.3,0]
["1987-08-07","12:00:00",17.600000000000001,0]
["1987-08-08","12:00:00",14.8,0.3]
["1987-08-09","12:00:00",18,2.8]
["1987-08-10","12:00:00",10.6,13.2]
["1987-08-11","12:00:00",8.3000000000000007,0.2]
["1987-08-12","12:00:00",11.2,2.2000000000000002]
["1987-08-13","12:00:00",7.9,12.2]
["1987-08-14","12:00:00",8.6,17.8]
["1987-08-15","12:00:00",11.9,1.6]
["1987-08-16","12:00:00",12,2.8]
["1987-08-17","12:00:00",11.5,6.4]
["1987-08-18","12:00:00",13.2,0.2]
["1987-08-19","12:00:00",11.9,0]
["1987-08-20","12:00:00",13,0]
["1987-08-21","12:00:00",10.5,0]
["1987-08-22","12:00:00",11.1,0]
["1987-08-23","12:00:00",12.1,0]
["1987-08-24","12:00:00",13.7,13]
["1987-08-25","12:00:00",12,0.4]
["1987-08-26","12:00:00",12.2,0]
["1987-08-27","12:00:00",16.8,0]
["1987-08-28","12:00:00",15.5,0]
["1987-08-29","12:00:00",10.7,4]
["1987-08-30","12:00:00",13.7,0]
["1987-08-31","12:00:00",17.7,0]
["1987-09-01","12:00:00",19.8,0]
["1987-09-02","12:00:00",16,13.8]
["1987-09-03","12:00:00",12.5,6.2]
["1987-09-04","12:00:00",14.2,0]
["1987-09-05","12:00:00",15.9,0]
["1987-09-06","12:00:00",12.7,2.4]
["1987-09-07","12:00:00",10.8,0]
["1987-09-08","12:00:00",12.7,0]
["1987-09-09","12:00:00",14.7,0]
["1987-09-10","12:00:00",13.8,0]
["1987-09-11","12:00:00",14.6,0]
["1987-09-12","12:00:00",17.399999999999999,0]
["1987-09-13","12:00:00",13,0]
["1987-09-14","12:00:00",14.6,0]
["1987-09-15","12:00:00",13,0]
["1987-09-16","12:00:00",9.5,0]
["1987-09-17","12:00:00",8.9,0]
["1987-09-18","12:00:00",11.1,0]
["1987-09-19","12:00:00",10.8,0]
["1987-09-20","12:00:00",15.9,0]
["1987-09-21","12:00:00",18.3,0]
["1987-09-22","12:00:00",17.8,0]
["1987-09-23","12:00:00",14.5,0]
["1987-09-24","12:00:00",10.5,0]
["1987-09-25","12:00:00",13.8,0]
["1987-09-26","12:00:00",9.9,6.8]
["1987-09-27","12:00:00",9.4,0]
["1987-09-28","12:00:00",11.1,0]
["1987-09-29","12:00:00",11.8,0]
["1987-09-30","12:00:00",18.3,0]
["1987-10-01","12:00:00",14.3,0]
["1987-10-02","12:00:00",16,0]
["1987-10-03","12:00:00",14.6,0]
["1987-10-04","12:00:00",8.4,0]
["1987-10-05","12:00:00",9.6,0]
["1987-10-06","12:00:00",6.7,0]
["1987-10-07","12:00:00",13.1,0]
["1987-10-08","12:00:00",2,0]
["1987-10-09","12:00:00",1.4,0]
["1987-10-10","12:00:00",7.8,0]
["1987-10-11","12:00:00",12.5,0]
["1987-10-12","12:00:00",12.6,0]
["1987-10-13","12:00:00",3.5,0]
["1987-10-14","12:00:00",0.1,0]
["1987-10-15","12:00:00",4.5999999999999996,0]
["1987-10-16","12:00:00",6.9,0]
["1987-10-17","12:00:00",2.4,0.6]
["1987-10-18","12:00:00",1.5,0]
["1987-10-19","12:00:00",3.2,0]
["1987-10-20","12:00:00",4.5999999999999996,0]
["1987-10-21","12:00:00",5.2,0]
["1987-10-22","12:00:00",0.1,0]
["1987-10-23","12:00:00",0.8,0]
["1987-10-24","12:00:00",9.4,0]
["1987-10-25","12:00:00",9.1999999999999993,1.4]
["1987-10-26","12:00:00",0.9,0]
["1987-10-27","12:00:00",8.6999999999999993,0]
["1987-10-28","12:00:00",10.9,0]
["1987-10-29","12:00:00",9.9,0]
["1987-10-30","12:00:00",10.8,0]
["1987-10-31","12:00:00",9.1999999999999993,0]
["1987-11-01","12:00:00",8.9,0]
["1987-11-02","12:00:00",8.4,0]
["1987-11-03","12:00:00",6.5,0.4]
["1987-11-04","12:00:00",2.5,0.4]
["1987-11-05","12:00:00",2.1,0]
["1987-11-06","12:00:00",8.8000000000000007,0]
["1987-11-07","12:00:00",2.1,0]
["1987-11-08","12:00:00",3.1,0]
["1987-11-09","12:00:00",5.9,0]
["1987-11-10","12:00:00",8.6999999999999993,0]
["1987-11-11","12:00:00",8.8000000000000007,0]
["1987-11-12","12:00:00",3.4,0]
["1987-11-13","12:00:00",2.6,0]
["1987-11-14","12:00:00",0.9,0]
["1987-11-15","12:00:00",-3.2,0]
["1987-11-16","12:00:00",-9.6,4.5999999999999996]
["1987-11-17","12:00:00",-10.199999999999999,0]
["1987-11-18","12:00:00",0.5,0]
["1987-11-19","12:00:00",0.3,0]
["1987-11-20","12:00:00",4.7,0]
["1987-11-21","12:00:00",4.5999999999999996,0]
["1987-11-22","12:00:00",0.8,0]
["1987-11-23","12:00:00",-0.7,0]
["1987-11-24","12:00:00",0.9,0]
["1987-11-25","12:00:00",1,0]
["1987-11-26","12:00:00",0.8,0]
["1987-11-27","12:00:00",2.6,0]
["1987-11-28","12:00:00",-1,0]
["1987-11-29","12:00:00",-2.2000000000000002,0]
["1987-11-30","12:00:00",-1.3,0]
["1987-12-01","12:00:00",1.8,0]
["1987-12-02","12:00:00",1.3,0]
["1987-12-03","12:00:00",3.3,0]
["1987-12-04","12:00:00",4.3,0.4]
["1987-12-05","12:00:00",-2,0]
["1987-12-06","12:00:00",5.6,0]
["1987-12-07","12:00:00",2.5,0]
["1987-12-08","12:00:00",-0.8,0]
["1987-12-09","12:00:00",1.5,0]
["1987-12-10","12:00:00",2.2999999999999998,0]
["1987-12-11","12:00:00",0.7,0.6]
["1987-12-12","12:00:00",-3.2,0]
["1987-12-13","12:00:00",-5.3,0]
["1987-12-14","12:00:00",-5,0]
["1987-12-15","12:00:00",-7.9,0]
["1987-12-16","12:00:00",-11.8,0]
["1987-12-17","12:00:00",-9.1999999999999993,0]
["1987-12-18","12:00:00",-5.5,0.2]
["1987-12-19","12:00:00",-1.8,0]
["1987-12-20","12:00:00",0.4,0]
["1987-12-21","12:00:00",-0.5,0]
["1987-12-22","12:00:00",-2,0]
["1987-12-23","12:00:00",-8.5,0]
["1987-12-24","12:00:00",-6.7,1]
["1987-12-25","12:00:00",2.1,0]
["1987-12-26","12:00:00",-0.2,0]
["1987-12-27","12:00:00",-1.6,0]
["1987-12-28","12:00:00",-2.1,0]
["1987-12-29","12:00:00",-8.6999999999999993,1.9]
["1987-12-30","12:00:00",-18.3,0.8]
["1987-12-31","12:00:00",-14.5,0]
["1988-01-01","12:00:00",-9.6999999999999993,0]
["1988-01-02","12:00:00",-9.4,0]
["1988-01-03","12:00:00",-15.8,0]
["1988-01-04","12:00:00",-16,0]
["1988-01-05","12:00:00",-18.100000000000001,0]
["1988-01-06","12:00:00",-13.4,0]
["1988-01-07","12:00:00",-20.3,0.2]
["1988-01-08","12:00:00",-16,0]
["1988-01-09","12:00:00",-8.9,0]
["1988-01-10","12:00:00",-11,0]
["1988-01-11","12:00:00",-17.2,1.6]
["1988-01-12","12:00:00",-13.9,0]
["1988-01-13","12:00:00",-5.8,0]
["1988-01-14","12:00:00",-2.7,0]
["1988-01-15","12:00:00",2.5,0]
["1988-01-16","12:00:00",-4,0]
["1988-01-17","12:00:00",-3.7,0]
["1988-01-18","12:00:00",-7.5,0]
["1988-01-19","12:00:00",-7.2,0]
["1988-01-20","12:00:00",-0.4,0]
["1988-01-21","12:00:00",-2,0]
["1988-01-22","12:00:00",2.2000000000000002,0]
["1988-01-23","12:00:00",1.1000000000000001,0]
["1988-01-24","12:00:00",-3.1,0]
["1988-01-25","12:00:00",3.2,0]
["1988-01-26","12:00:00",-2.7,0]
["1988-01-27","12:00:00",0.2,0]
["1988-01-28","12:00:00",-0.8,0]
["1988-01-29","12:00:00",-14,0.4]
["1988-01-30","12:00:00",-23.5,2.1]
["1988-01-31","12:00:00",-25.4,0]
["1988-02-01","12:00:00",-19.8,0]
["1988-02-02","12:00:00",-17.5,0.2]
["1988-02-03","12:00:00",-22.9,0]
["1988-02-04","12:00:00",-23.7,0.6]
["1988-02-05","12:00:00",-18.899999999999999,0.2]
["1988-02-06","12:00:00",-6,0]
["1988-02-07","12:00:00",-7.2,0.4]
["1988-02-08","12:00:00",-12.5,1.1000000000000001]
["1988-02-09","12:00:00",-21.7,1.8]
["1988-02-10","12:00:00",-10.1,0]
["1988-02-11","12:00:00",3.8,0]
["1988-02-12","12:00:00",3.7,0]
["1988-02-13","12:00:00",-1.9,0]
["1988-02-14","12:00:00",-4.0999999999999996,0]
["1988-02-15","12:00:00",0.4,0]
["1988-02-16","12:00:00",-0.5,0]
["1988-02-17","12:00:00",3.5,0]
["1988-02-18","12:00:00",-0.1,0]
["1988-02-19","12:00:00",7.7,0]
["1988-02-20","12:00:00",12,0]
["1988-02-21","12:00:00",4.5999999999999996,0]
["1988-02-22","12:00:00",-6.1,0]
["1988-02-23","12:00:00",-7.6,0]
["1988-02-24","12:00:00",4.0999999999999996,0]
["1988-02-25","12:00:00",10.199999999999999,0]
["1988-02-26","12:00:00",9.5,0]
["1988-02-27","12:00:00",6.5,0]
["1988-02-28","12:00:00",1.3,0]
["1988-02-29","12:00:00",2.6,0]
["1988-03-01","12:00:00",-1.7,0.2]
["1988-03-02","12:00:00",-0.2,0]
["1988-03-03","12:00:00",-3.6,3.8]
["1988-03-04","12:00:00",-3.4,0]
["1988-03-05","12:00:00",1.7,0]
["1988-03-06","12:00:00",-1.1000000000000001,0]
["1988-03-07","12:00:00",2.2000000000000002,0]
["1988-03-08","12:00:00",9.1,0]
["1988-03-09","12:00:00",4.0999999999999996,0]
["1988-03-10","12:00:00",-0.8,0]
["1988-03-11","12:00:00",-1.4,0]
["1988-03-12","12:00:00",-2,0]
["1988-03-13","12:00:00",4.3,0]
["1988-03-14","12:00:00",0.5,5.6]
["1988-03-15","12:00:00",-4.2,1]
["1988-03-16","12:00:00",-5.6,0]
["1988-03-17","12:00:00",-2.2000000000000002,0]
["1988-03-18","12:00:00",1.8,0]
["1988-03-19","12:00:00",7.4,0]
["1988-03-20","12:00:00",7.3,0]
["1988-03-21","12:00:00",3.7,0]
["1988-03-22","12:00:00",2.2000000000000002,0]
["1988-03-23","12:00:00",5.0999999999999996,0]
["1988-03-24","12:00:00",2,0]
["1988-03-25","12:00:00",3.9,0]
["1988-03-26","12:00:00",2.6,1]
["1988-03-27","12:00:00",-1.8,7.4]
["1988-03-28","12:00:00",-3.2,0.2]
["1988-03-29","12:00:00",-3.2,0]
["1988-03-30","12:00:00",-1,0.6]
["1988-03-31","12:00:00",6,0]
["1988-04-01","12:00:00",8.3000000000000007,0]
["1988-04-02","12:00:00",4.5999999999999996,0.4]
["1988-04-03","12:00:00",5.0999999999999996,0]
["1988-04-04","12:00:00",4.0999999999999996,0]
["1988-04-05","12:00:00",4.9000000000000004,0]
["1988-04-06","12:00:00",6.3,0]
["1988-04-07","12:00:00",3.3,0]
["1988-04-08","12:00:00",0.7,0]
["1988-04-09","12:00:00",2.4,0]
["1988-04-10","12:00:00",8.9,0]
["1988-04-11","12:00:00",9.1999999999999993,0]
["1988-04-12","12:00:00",4,0]
["1988-04-13","12:00:00",8.6,0]
["1988-04-14","12:00:00",10.7,0]
["1988-04-15","12:00:00",12.5,0]
["1988-04-16","12:00:00",10.199999999999999,0]
["1988-04-17","12:00:00",7.8,0]
["1988-04-18","12:00:00",7.5,0.3]
["1988-04-19","12:00:00",4.4000000000000004,0.8]
["1988-04-20","12:00:00",6.9,0]
["1988-04-21","12:00:00",3.8,0]
["1988-04-22","12:00:00",4.4000000000000004,0]
["1988-04-23","12:00:00",7.6,0]
["1988-04-24","12:00:00",0.8,0]
["1988-04-25","12:00:00",0.6,0]
["1988-04-26","12:00:00",3.5,0]
["1988-04-27","12:00:00",9,0]
["1988-04-28","12:00:00",13,0]
["1988-04-29","12:00:00",11.8,0]
["1988-04-30","12:00:00",5.3,0]
["1988-05-01","12:00:00",6.3,0]
["1988-05-02","12:00:00",5.7,0]
["1988-05-03","12:00:00",5.2,0]
["1988-05-04","12:00:00",5.5,0.2]
["1988-05-05","12:00:00",6.9,2.4]
["1988-05-06","12:00:00",8.9,0]
["1988-05-07","12:00:00",10.4,0]
["1988-05-08","12:00:00",11.1,0]
["1988-05-09","12:00:00",16.8,0]
["1988-05-10","12:00:00",17,0]
["1988-05-11","12:00:00",17.7,0]
["1988-05-12","12:00:00",17.5,0]
["1988-05-13","12:00:00",18.3,0]
["1988-05-14","12:00:00",12.3,0]
["1988-05-15","12:00:00",13.1,0]
["1988-05-16","12:00:00",18.399999999999999,0]
["1988-05-17","12:00:00",14.1,0]
["1988-05-18","12:00:00",9.6999999999999993,0]
["1988-05-19","12:00:00",12.1,0]
["1988-05-20","12:00:00",10.7,0]
["1988-05-21","12:00:00",12.8,0]
["1988-05-22","12:00:00",18,0]
["1988-05-23","12:00:00",17.899999999999999,0]
["1988-05-24","12:00:00",7.8,3]
["1988-05-25","12:00:00",13.9,0]
["1988-05-26","12:00:00",16,0]
["1988-05-27","12:00:00",15.1,0]
["1988-05-28","12:00:00",13.5,0.4]
["1988-05-29","12:00:00",9.8000000000000007,2]
["1988-05-30","12:00:00",10.7,7.8]
["1988-05-31","12:00:00",11.7,0.2]
["1988-06-01","12:00:00",12.4,0]
["1988-06-02","12:00:00",13.3,0]
["1988-06-03","12:00:00",17.7,0]
["1988-06-04","12:00:00",16,8]
["1988-06-05","12:00:00",13,7.6]
["1988-06-06","12:00:00",15.4,0]
["1988-06-07","12:00:00",14,11.5]
["1988-06-08","12:00:00",12.8,11.8]
["1988-06-09","12:00:00",13.6,0.8]
["1988-06-10","12:00:00",16.5,1.3]
["1988-06-11","12:00:00",14.1,0]
["1988-06-12","12:00:00",12.1,3.8]
["1988-06-13","12:00:00",11.1,0]
["1988-06-14","12:00:00",13.2,0]
["1988-06-15","12:00:00",17.600000000000001,0]
["1988-06-16","12:00:00",20.8,0]
["1988-06-17","12:00:00",19.899999999999999,1]
["1988-06-18","12:00:00",19.399999999999999,0]
["1988-06-19","12:00:00",17.399999999999999,0]
["1988-06-20","12:00:00",18.100000000000001,0]
["1988-06-21","12:00:00",16.399999999999999,0]
["1988-06-22","12:00:00",21.8,0]
["1988-06-23","12:00:00",19.600000000000001,0]
["1988-06-24","12:00:00",18.2,0]
["1988-06-25","12:00:00",19.3,0]
["1988-06-26","12:00:00",23.1,0.4]
["1988-06-27","12:00:00",20,4.7]
["1988-06-28","12:00:00",15.5,6.9]
["1988-06-29","12:00:00",13.6,22]
["1988-06-30","12:00:00",13.8,4.8]
["1988-07-01","12:00:00",16.5,0]
["1988-07-02","12:00:00",16.8,2.4]
["1988-07-03","12:00:00",13.2,9.1999999999999993]
["1988-07-04","12:00:00",12.8,0]
["1988-07-05","12:00:00",12.1,20]
["1988-07-06","12:00:00",10.5,0]
["1988-07-07","12:00:00",16.600000000000001,0]
["1988-07-08","12:00:00",16.600000000000001,0]
["1988-07-09","12:00:00",16.399999999999999,2]
["1988-07-10","12:00:00",18.7,1]
["1988-07-11","12:00:00",18.3,0]
["1988-07-12","12:00:00",16.3,0.2]
["1988-07-13","12:00:00",15.7,0]
["1988-07-14","12:00:00",13.8,0.2]
["1988-07-15","12:00:00",14.1,0]
["1988-07-16","12:00:00",15.6,0]
["1988-07-17","12:00:00",13.5,1.2]
["1988-07-18","12:00:00",15.1,0.8]
["1988-07-19","12:00:00",15.4,0]
["1988-07-20","12:00:00",20.100000000000001,0]
["1988-07-21","12:00:00",22.5,0]
["1988-07-22","12:00:00",19.600000000000001,0]
["1988-07-23","12:00:00",15.3,0]
["1988-07-24","12:00:00",18.7,0]
["1988-07-25","12:00:00",20.9,0]
["1988-07-26","12:00:00",22.6,0]
["1988-07-27","12:00:00",18.600000000000001,0]
["1988-07-28","12:00:00",14.5,0.4]
["1988-07-29","12:00:00",19.3,0]
["1988-07-30","12:00:00",17.100000000000001,0]
["1988-07-31","12:00:00",13.8,9.4]
["1988-08-01","12:00:00",9.3000000000000007,65]
["1988-08-02","12:00:00",13.4,6.5]
["1988-08-03","12:00:00",16.3,0]
["1988-08-04","12:00:00",20.5,0]
["1988-08-05","12:00:00",15.3,0]
["1988-08-06","12:00:00",11.8,3.6]
["1988-08-07","12:00:00",12,0]
["1988-08-08","12:00:00",16.5,0]
["1988-08-09","12:00:00",18.399999999999999,0]
["1988-08-10","12:00:00",14.5,4.4000000000000004]
["1988-08-11","12:00:00",12,24.8]
["1988-08-12","12:00:00",15.2,0]
["1988-08-13","12:00:00",17.5,0]
["1988-08-14","12:00:00",16,0]
["1988-08-15","12:00:00",14.5,0]
["1988-08-16","12:00:00",15.4,13.2]
["1988-08-17","12:00:00",15.5,1.8]
["1988-08-18","12:00:00",16.100000000000001,4.2]
["1988-08-19","12:00:00",12.9,1.6]
["1988-08-20","12:00:00",10.3,29.4]
["1988-08-21","12:00:00",14.4,8.1]
["1988-08-22","12:00:00",15.1,0]
["1988-08-23","12:00:00",17.399999999999999,0]
["1988-08-24","12:00:00",16.899999999999999,0]
["1988-08-25","12:00:00",15.6,0.9]
["1988-08-26","12:00:00",12.3,0]
["1988-08-27","12:00:00",14,0]
["1988-08-28","12:00:00",18,0]
["1988-08-29","12:00:00",19.8,0]
["1988-08-30","12:00:00",14.6,0.4]
["1988-08-31","12:00:00",12.6,0]
["1988-09-01","12:00:00",15.1,0]
["1988-09-02","12:00:00",18.399999999999999,0]
["1988-09-03","12:00:00",18.100000000000001,0]
["1988-09-04","12:00:00",18.2,0]
["1988-09-05","12:00:00",18.600000000000001,0]
["1988-09-06","12:00:00",18.3,0]
["1988-09-07","12:00:00",10.1,0]
["1988-09-08","12:00:00",11.8,0]
["1988-09-09","12:00:00",9.6,0]
["1988-09-10","12:00:00",4.0999999999999996,9.1999999999999993]
["1988-09-11","12:00:00",8.1,0]
["1988-09-12","12:00:00",14.3,0]
["1988-09-13","12:00:00",14.9,0]
["1988-09-14","12:00:00",16.8,0]
["1988-09-15","12:00:00",17.399999999999999,0]
["1988-09-16","12:00:00",7.2,5]
["1988-09-17","12:00:00",2.2999999999999998,4.5]
["1988-09-18","12:00:00",4.7,0]
["1988-09-19","12:00:00",4.4000000000000004,5.0999999999999996]
["1988-09-20","12:00:00",5,0.8]
["1988-09-21","12:00:00",8.8000000000000007,0]
["1988-09-22","12:00:00",7.3,0]
["1988-09-23","12:00:00",6.1,6.7]
["1988-09-24","12:00:00",2.5,6.2]
["1988-09-25","12:00:00",6.3,4.2]
["1988-09-26","12:00:00",4.7,0]
["1988-09-27","12:00:00",8.1999999999999993,1.8]
["1988-09-28","12:00:00",9.3000000000000007,0]
["1988-09-29","12:00:00",18.3,0]
["1988-09-30","12:00:00",12.3,0]
["1988-10-01","12:00:00",8.1,0]
["1988-10-02","12:00:00",8.4,0]
["1988-10-03","12:00:00",8.9,0]
["1988-10-04","12:00:00",9.6999999999999993,0]
["1988-10-05","12:00:00",13.9,0]
["1988-10-06","12:00:00",11.5,0]
["1988-10-07","12:00:00",14.4,0]
["1988-10-08","12:00:00",12,0]
["1988-10-09","12:00:00",12.9,0]
["1988-10-10","12:00:00",11,0]
["1988-10-11","12:00:00",13.2,0]
["1988-10-12","12:00:00",14.2,0]
["1988-10-13","12:00:00",14.3,0]
["1988-10-14","12:00:00",11.7,0]
["1988-10-15","12:00:00",6.3,0.4]
["1988-10-16","12:00:00",6.5,1.2]
["1988-10-17","12:00:00",2.9,0]
["1988-10-18","12:00:00",0.5,0]
["1988-10-19","12:00:00",7,0]
["1988-10-20","12:00:00",5.9,0]
["1988-10-21","12:00:00",10.8,0]
["1988-10-22","12:00:00",4.5999999999999996,0.6]
["1988-10-23","12:00:00",7,0]
["1988-10-24","12:00:00",3,0]
["1988-10-25","12:00:00",3.7,0]
["1988-10-26","12:00:00",1.2,5.8]
["1988-10-27","12:00:00",-9,0]
["1988-10-28","12:00:00",-8.1999999999999993,0]
["1988-10-29","12:00:00",-4.5999999999999996,0]
["1988-10-30","12:00:00",4.5,0]
["1988-10-31","12:00:00",4.9000000000000004,0]
["1988-11-01","12:00:00",7.3,0]
["1988-11-02","12:00:00",4.5999999999999996,0]
["1988-11-03","12:00:00",6.2,0]
["1988-11-04","12:00:00",3.2,0]
["1988-11-05","12:00:00",3.6,0]
["1988-11-06","12:00:00",6.5,2.2999999999999998]
["1988-11-07","12:00:00",2.5,0]
["1988-11-08","12:00:00",0,0]
["1988-11-09","12:00:00",-2.6,0]
["1988-11-10","12:00:00",-1.3,0.4]
["1988-11-11","12:00:00",0.3,0]
["1988-11-12","12:00:00",0.2,0]
["1988-11-13","12:00:00",-4.8,0]
["1988-11-14","12:00:00",-5.7,0.2]
["1988-11-15","12:00:00",-4.3,0]
["1988-11-16","12:00:00",-2.1,0]
["1988-11-17","12:00:00",-4.4000000000000004,0]
["1988-11-18","12:00:00",-4.3,0]
["1988-11-19","12:00:00",-1.5,0]
["1988-11-20","12:00:00",1.1000000000000001,0]
["1988-11-21","12:00:00",-1.4,0]
["1988-11-22","12:00:00",2.8,0]
["1988-11-23","12:00:00",3,1.4]
["1988-11-24","12:00:00",-5.5,0]
["1988-11-25","12:00:00",-8.1,2]
["1988-11-26","12:00:00",-15.3,0.8]
["1988-11-27","12:00:00",1,0]
["1988-11-28","12:00:00",-0.1,0]
["1988-11-29","12:00:00",1.6,0]
["1988-11-30","12:00:00",9,0]
["1988-12-01","12:00:00",8.1,0]
["1988-12-02","12:00:00",3.6,0]
["1988-12-03","12:00:00",2.7,0]
["1988-12-04","12:00:00",8.4,0]
["1988-12-05","12:00:00",3.7,0]
["1988-12-06","12:00:00",-3.3,0]
["1988-12-07","12:00:00",-9.1999999999999993,0]
["1988-12-08","12:00:00",-4.7,0]
["1988-12-09","12:00:00",0.5,0]
["1988-12-10","12:00:00",1.1000000000000001,0]
["1988-12-11","12:00:00",1.1000000000000001,0]
["1988-12-12","12:00:00",2.7,0]
["1988-12-13","12:00:00",-0.7,2.7]
["1988-12-14","12:00:00",-7.2,0]
["1988-12-15","12:00:00",-4.0999999999999996,0]
["1988-12-16","12:00:00",-2.2000000000000002,0]
["1988-12-17","12:00:00",3.5,0]
["1988-12-18","12:00:00",5.3,0]
["1988-12-19","12:00:00",-7.7,1.4]
["1988-12-20","12:00:00",-9.4,0]
["1988-12-21","12:00:00",-11,0.3]
["1988-12-22","12:00:00",-12.9,0]
["1988-12-23","12:00:00",-16.8,0]
["1988-12-24","12:00:00",-15.4,0]
["1988-12-25","12:00:00",-20.2,0.2]
["1988-12-26","12:00:00",-16.5,0]
["1988-12-27","12:00:00",-14.4,0]
["1988-12-28","12:00:00",-10.3,0]
["1988-12-29","12:00:00",-1.7,0]
["1988-12-30","12:00:00",-8.4,0]
["1988-12-31","12:00:00",-19.7,0.3]
["1989-01-01","12:00:00",-11.1,0]
["1989-01-02","12:00:00",-3.7,0]
["1989-01-03","12:00:00",-0.9,0]
["1989-01-04","12:00:00",-2.6,2]
["1989-01-05","12:00:00",-8.3000000000000007,13.6]
["1989-01-06","12:00:00",-18.899999999999999,2.2000000000000002]
["1989-01-07","12:00:00",-28.2,0]
["1989-01-08","12:00:00",-22.4,0]
["1989-01-09","12:00:00",-15.8,0]
["1989-01-10","12:00:00",-13.3,0]
["1989-01-11","12:00:00",-5.8,0]
["1989-01-12","12:00:00",-2.6,0]
["1989-01-13","12:00:00",-1.3,1.6]
["1989-01-14","12:00:00",-10.1,0]
["1989-01-15","12:00:00",-7.2,0]
["1989-01-16","12:00:00",-4.3,0]
["1989-01-17","12:00:00",-0.1,0]
["1989-01-18","12:00:00",0.3,0.4]
["1989-01-19","12:00:00",-5.5,0]
["1989-01-20","12:00:00",1.5,0]
["1989-01-21","12:00:00",-2,0]
["1989-01-22","12:00:00",-9.9,1.2]
["1989-01-23","12:00:00",-13.1,0.2]
["1989-01-24","12:00:00",-12.2,0]
["1989-01-25","12:00:00",-0.5,0]
["1989-01-26","12:00:00",5.5,0]
["1989-01-27","12:00:00",3.3,0]
["1989-01-28","12:00:00",0.6,0]
["1989-01-29","12:00:00",5.5,0]
["1989-01-30","12:00:00",-7.6,1.2]
["1989-01-31","12:00:00",-30,1]
["1989-02-01","12:00:00",-33.799999999999997,0]
["1989-02-02","12:00:00",-33.200000000000003,0]
["1989-02-03","12:00:00",-27.8,0]
["1989-02-04","12:00:00",-17,0]
["1989-02-05","12:00:00",-9.5,0]
["1989-02-06","12:00:00",-5.2,0]
["1989-02-07","12:00:00",-10.5,0]
["1989-02-08","12:00:00",-9.6,0]
["1989-02-09","12:00:00",-2.2000000000000002,0]
["1989-02-10","12:00:00",-4.9000000000000004,0]
["1989-02-11","12:00:00",-4.4000000000000004,0]
["1989-02-12","12:00:00",-1.9,0]
["1989-02-13","12:00:00",-7.7,0]
["1989-02-14","12:00:00",-12.2,3.6]
["1989-02-15","12:00:00",-20.3,2.4]
["1989-02-16","12:00:00",-24.8,0.2]
["1989-02-17","12:00:00",-23.8,0]
["1989-02-18","12:00:00",-16.899999999999999,0]
["1989-02-19","12:00:00",-12.6,0]
["1989-02-20","12:00:00",-8.5,0]
["1989-02-21","12:00:00",-7.3,0]
["1989-02-22","12:00:00",-4.4000000000000004,0]
["1989-02-23","12:00:00",3.9,0]
["1989-02-24","12:00:00",-3.2,4.5999999999999996]
["1989-02-25","12:00:00",-8.5,1]
["1989-02-26","12:00:00",-6.7,0.2]
["1989-02-27","12:00:00",-8.1999999999999993,0.4]
["1989-02-28","12:00:00",-21,0]
["1989-03-01","12:00:00",-22.8,0]
["1989-03-02","12:00:00",-22.3,0]
["1989-03-03","12:00:00",-19.5,0]
["1989-03-04","12:00:00",-15.1,0]
["1989-03-05","12:00:00",-7.3,0]
["1989-03-06","12:00:00",-0.9,0]
["1989-03-07","12:00:00",-0.6,0]
["1989-03-08","12:00:00",-2,0]
["1989-03-09","12:00:00",-1.3,0.2]
["1989-03-10","12:00:00",-7.3,0]
["1989-03-11","12:00:00",-15.3,0.6]
["1989-03-12","12:00:00",-9.5,0.2]
["1989-03-13","12:00:00",-11.5,4.2]
["1989-03-14","12:00:00",-7.4,1.2]
["1989-03-15","12:00:00",-10.8,0.2]
["1989-03-16","12:00:00",-15.5,0.4]
["1989-03-17","12:00:00",-18.899999999999999,0]
["1989-03-18","12:00:00",-13.3,0]
["1989-03-19","12:00:00",-10.5,0]
["1989-03-20","12:00:00",-7.4,0]
["1989-03-21","12:00:00",-6.3,0]
["1989-03-22","12:00:00",-1.5,0]
["1989-03-23","12:00:00",1.6,0]
["1989-03-24","12:00:00",-0.1,0]
["1989-03-25","12:00:00",0.4,0]
["1989-03-26","12:00:00",-1.7,0]
["1989-03-27","12:00:00",4.4000000000000004,0]
["1989-03-28","12:00:00",0.4,1.4]
["1989-03-29","12:00:00",0.4,0]
["1989-03-30","12:00:00",2.4,0]
["1989-03-31","12:00:00",3.6,0]
["1989-04-01","12:00:00",1.9,0]
["1989-04-02","12:00:00",1.6,0.2]
["1989-04-03","12:00:00",1.8,0]
["1989-04-04","12:00:00",2.4,0]
["1989-04-05","12:00:00",4.2,0]
["1989-04-06","12:00:00",0.5,1.2]
["1989-04-07","12:00:00",1.7,0.6]
["1989-04-08","12:00:00",-1.7,1.6]
["1989-04-09","12:00:00",1.4,0]
["1989-04-10","12:00:00",3,0]
["1989-04-11","12:00:00",5.6,0]
["1989-04-12","12:00:00",7.4,0]
["1989-04-13","12:00:00",5.2,0]
["1989-04-14","12:00:00",9.6999999999999993,0]
["1989-04-15","12:00:00",8.9,0]
["1989-04-16","12:00:00",-3.1,1]
["1989-04-17","12:00:00",0.9,0]
["1989-04-18","12:00:00",6.9,0]
["1989-04-19","12:00:00",7.8,0.2]
["1989-04-20","12:00:00",11.7,0]
["1989-04-21","12:00:00",13.2,0]
["1989-04-22","12:00:00",3.5,6.6]
["1989-04-23","12:00:00",3.2,0.4]
["1989-04-24","12:00:00",4.7,0.2]
["1989-04-25","12:00:00",1.8,1.8]
["1989-04-26","12:00:00",2.4,9]
["1989-04-27","12:00:00",4.7,0]
["1989-04-28","12:00:00",4.5999999999999996,0]
["1989-04-29","12:00:00",8,0]
["1989-04-30","12:00:00",9.6999999999999993,0]
["1989-05-01","12:00:00",8.6999999999999993,6.2]
["1989-05-02","12:00:00",3.8,0]
["1989-05-03","12:00:00",7.1,1.3]
["1989-05-04","12:00:00",8.5,0]
["1989-05-05","12:00:00",13.8,0]
["1989-05-06","12:00:00",16.2,0]
["1989-05-07","12:00:00",11,4.8]
["1989-05-08","12:00:00",12,0]
["1989-05-09","12:00:00",13.3,0]
["1989-05-10","12:00:00",16.600000000000001,0]
["1989-05-11","12:00:00",8.1999999999999993,9.3000000000000007]
["1989-05-12","12:00:00",7.1,0]
["1989-05-13","12:00:00",7.2,0]
["1989-05-14","12:00:00",9.4,0]
["1989-05-15","12:00:00",10.9,0]
["1989-05-16","12:00:00",12,0.3]
["1989-05-17","12:00:00",12.1,0]
["1989-05-18","12:00:00",9,0]
["1989-05-19","12:00:00",8.1999999999999993,0]
["1989-05-20","12:00:00",10.5,0]
["1989-05-21","12:00:00",6.5,0]
["1989-05-22","12:00:00",7.8,0]
["1989-05-23","12:00:00",2,4.4000000000000004]
["1989-05-24","12:00:00",3.9,3.8]
["1989-05-25","12:00:00",6.9,0]
["1989-05-26","12:00:00",9.6999999999999993,0]
["1989-05-27","12:00:00",5.4,7]
["1989-05-28","12:00:00",3.9,0]
["1989-05-29","12:00:00",6.7,0]
["1989-05-30","12:00:00",10.3,2.7]
["1989-05-31","12:00:00",12.3,1.4]
["1989-06-01","12:00:00",15.3,2.2000000000000002]
["1989-06-02","12:00:00",13.8,0]
["1989-06-03","12:00:00",13.4,0.4]
["1989-06-04","12:00:00",16.3,0]
["1989-06-05","12:00:00",19.399999999999999,0]
["1989-06-06","12:00:00",16.8,12.8]
["1989-06-07","12:00:00",13.8,2.2000000000000002]
["1989-06-08","12:00:00",16.899999999999999,1.8]
["1989-06-09","12:00:00",14.8,12.8]
["1989-06-10","12:00:00",11.9,0]
["1989-06-11","12:00:00",15,0.4]
["1989-06-12","12:00:00",14.8,0]
["1989-06-13","12:00:00",16.899999999999999,0]
["1989-06-14","12:00:00",18.600000000000001,0]
["1989-06-15","12:00:00",16.2,2.4]
["1989-06-16","12:00:00",9.6,9.1999999999999993]
["1989-06-17","12:00:00",11.5,0]
["1989-06-18","12:00:00",14.3,0]
["1989-06-19","12:00:00",11.2,4.5999999999999996]
["1989-06-20","12:00:00",10.1,1.3]
["1989-06-21","12:00:00",13.1,2]
["1989-06-22","12:00:00",13.5,2.6]
["1989-06-23","12:00:00",12.6,9.8000000000000007]
["1989-06-24","12:00:00",10.8,1.2]
["1989-06-25","12:00:00",9.6,3.4]
["1989-06-26","12:00:00",16.2,3.4]
["1989-06-27","12:00:00",14.2,0]
["1989-06-28","12:00:00",13.2,0]
["1989-06-29","12:00:00",18.3,0]
["1989-06-30","12:00:00",16,8.1999999999999993]
["1989-07-01","12:00:00",14.7,0]
["1989-07-02","12:00:00",16.2,0]
["1989-07-03","12:00:00",15.1,0]
["1989-07-04","12:00:00",15.7,0]
["1989-07-05","12:00:00",15,0]
["1989-07-06","12:00:00",15.9,0]
["1989-07-07","12:00:00",18.2,0]
["1989-07-08","12:00:00",16.600000000000001,0]
["1989-07-09","12:00:00",13.6,0]
["1989-07-10","12:00:00",12.4,21.4]
["1989-07-11","12:00:00",15.1,0.2]
["1989-07-12","12:00:00",15.8,0]
["1989-07-13","12:00:00",17.899999999999999,0]
["1989-07-14","12:00:00",18.600000000000001,0]
["1989-07-15","12:00:00",21.5,0]
["1989-07-16","12:00:00",17.100000000000001,5.6]
["1989-07-17","12:00:00",16.600000000000001,0]
["1989-07-18","12:00:00",18.600000000000001,0]
["1989-07-19","12:00:00",20.5,0]
["1989-07-20","12:00:00",22.2,12.6]
["1989-07-21","12:00:00",20.2,0]
["1989-07-22","12:00:00",17,0]
["1989-07-23","12:00:00",16.7,0]
["1989-07-24","12:00:00",17.100000000000001,0]
["1989-07-25","12:00:00",18.2,0]
["1989-07-26","12:00:00",19.399999999999999,0]
["1989-07-27","12:00:00",22.1,0]
["1989-07-28","12:00:00",19.399999999999999,4.4000000000000004]
["1989-07-29","12:00:00",20,0]
["1989-07-30","12:00:00",22.2,2.8]
["1989-07-31","12:00:00",20.6,3.6]
["1989-08-01","12:00:00",22.4,8.8000000000000007]
["1989-08-02","12:00:00",16.8,2]
["1989-08-03","12:00:00",16,1]
["1989-08-04","12:00:00",16.5,1]
["1989-08-05","12:00:00",17.399999999999999,0]
["1989-08-06","12:00:00",18.8,0]
["1989-08-07","12:00:00",19.600000000000001,0.2]
["1989-08-08","12:00:00",19.899999999999999,0]
["1989-08-09","12:00:00",15.5,2.6]
["1989-08-10","12:00:00",19,0]
["1989-08-11","12:00:00",18.2,0]
["1989-08-12","12:00:00",18.5,0]
["1989-08-13","12:00:00",19.100000000000001,0]
["1989-08-14","12:00:00",18.899999999999999,0]
["1989-08-15","12:00:00",18.399999999999999,2]
["1989-08-16","12:00:00",11.9,6.4]
["1989-08-17","12:00:00",12,0]
["1989-08-18","12:00:00",15.4,0]
["1989-08-19","12:00:00",12.8,15.8]
["1989-08-20","12:00:00",15.9,0]
["1989-08-21","12:00:00",17,0.2]
["1989-08-22","12:00:00",16.8,0]
["1989-08-23","12:00:00",14,0]
["1989-08-24","12:00:00",13.6,0]
["1989-08-25","12:00:00",12.1,3.9]
["1989-08-26","12:00:00",11.7,3.9]
["1989-08-27","12:00:00",10,0.4]
["1989-08-28","12:00:00",9.8000000000000007,10.4]
["1989-08-29","12:00:00",10.6,0.4]
["1989-08-30","12:00:00",8.5,2.6]
["1989-08-31","12:00:00",11.5,0]
["1989-09-01","12:00:00",13.2,0]
["1989-09-02","12:00:00",11.8,11.1]
["1989-09-03","12:00:00",14.2,5.4]
["1989-09-04","12:00:00",15.3,0]
["1989-09-05","12:00:00",10.5,7.3]
["1989-09-06","12:00:00",12.3,0.8]
["1989-09-07","12:00:00",11.3,3.4]
["1989-09-08","12:00:00",8.1,0.4]
["1989-09-09","12:00:00",5.6,4.2]
["1989-09-10","12:00:00",4.5999999999999996,0]
["1989-09-11","12:00:00",6.5,0]
["1989-09-12","12:00:00",13.6,0]
["1989-09-13","12:00:00",15.3,0]
["1989-09-14","12:00:00",15.9,0]
["1989-09-15","12:00:00",10.9,0]
["1989-09-16","12:00:00",9.1999999999999993,0]
["1989-09-17","12:00:00",5.0999999999999996,6]
["1989-09-18","12:00:00",7.3,0]
["1989-09-19","12:00:00",10,0]
["1989-09-20","12:00:00",10,0]
["1989-09-21","12:00:00",13.9,0]
["1989-09-22","12:00:00",12.1,0]
["1989-09-23","12:00:00",14.9,0]
["1989-09-24","12:00:00",12.4,0]
["1989-09-25","12:00:00",13,0]
["1989-09-26","12:00:00",16.399999999999999,0]
["1989-09-27","12:00:00",16.8,0]
["1989-09-28","12:00:00",12,0]
["1989-09-29","12:00:00",15.2,0]
["1989-09-30","12:00:00",9.1,2.8]
["1989-10-01","12:00:00",-0.9,0]
["1989-10-02","12:00:00",0.5,0]
["1989-10-03","12:00:00",4,0]
["1989-10-04","12:00:00",6.2,0]
["1989-10-05","12:00:00",6.8,0]
["1989-10-06","12:00:00",8.9,1.6]
["1989-10-07","12:00:00",12.6,0]
["1989-10-08","12:00:00",11.2,0]
["1989-10-09","12:00:00",9.5,0]
["1989-10-10","12:00:00",9.8000000000000007,2.2000000000000002]
["1989-10-11","12:00:00",8.1999999999999993,0]
["1989-10-12","12:00:00",8.4,0]
["1989-10-13","12:00:00",5.3,0]
["1989-10-14","12:00:00",2.5,0]
["1989-10-15","12:00:00",2,0]
["1989-10-16","12:00:00",1.9,0]
["1989-10-17","12:00:00",3.5,0]
["1989-10-18","12:00:00",9.5,0]
["1989-10-19","12:00:00",8.5,0]
["1989-10-20","12:00:00",8.3000000000000007,0]
["1989-10-21","12:00:00",7.5,0]
["1989-10-22","12:00:00",8.6999999999999993,0]
["1989-10-23","12:00:00",7.5,0]
["1989-10-24","12:00:00",8.9,0]
["1989-10-25","12:00:00",8.1999999999999993,0]
["1989-10-26","12:00:00",5.5,0]
["1989-10-27","12:00:00",3.7,0]
["1989-10-28","12:00:00",-0.6,0]
["1989-10-29","12:00:00",2.5,0]
["1989-10-30","12:00:00",2.7,2.2000000000000002]
["1989-10-31","12:00:00",-5.3,0]
["1989-11-01","12:00:00",-2.9,0]
["1989-11-02","12:00:00",4.2,0]
["1989-11-03","12:00:00",10,0]
["1989-11-04","12:00:00",4.5999999999999996,3.8]
["1989-11-05","12:00:00",3.4,0]
["1989-11-06","12:00:00",-0.2,0]
["1989-11-07","12:00:00",0.6,0.2]
["1989-11-08","12:00:00",3.9,0]
["1989-11-09","12:00:00",0.3,0]
["1989-11-10","12:00:00",5.7,5]
["1989-11-11","12:00:00",-2.4,3.6]
["1989-11-12","12:00:00",-6.1,1.6]
["1989-11-13","12:00:00",-7.3,0]
["1989-11-14","12:00:00",-5.3,0.4]
["1989-11-15","12:00:00",-10.7,0]
["1989-11-16","12:00:00",-0.8,0]
["1989-11-17","12:00:00",1.5,0]
["1989-11-18","12:00:00",7.6,0]
["1989-11-19","12:00:00",5.9,1]
["1989-11-20","12:00:00",-3.5,0.8]
["1989-11-21","12:00:00",-5.4,0.8]
["1989-11-22","12:00:00",-8.1999999999999993,0]
["1989-11-23","12:00:00",-2.5,0]
["1989-11-24","12:00:00",-1.6,0]
["1989-11-25","12:00:00",-8.9,0]
["1989-11-26","12:00:00",-7.5,0]
["1989-11-27","12:00:00",-5.7,0]
["1989-11-28","12:00:00",6,0]
["1989-11-29","12:00:00",3.3,0]
["1989-11-30","12:00:00",1.1000000000000001,0]
["1989-12-01","12:00:00",-2.2000000000000002,0]
["1989-12-02","12:00:00",2.7,0]
["1989-12-03","12:00:00",5.3,0]
["1989-12-04","12:00:00",5.3,0]
["1989-12-05","12:00:00",3,1]
["1989-12-06","12:00:00",-5.5,2]
["1989-12-07","12:00:00",-8.5,0]
["1989-12-08","12:00:00",-1.3,0]
["1989-12-09","12:00:00",-8.8000000000000007,0.8]
["1989-12-10","12:00:00",-18,0]
["1989-12-11","12:00:00",-7.6,0]
["1989-12-12","12:00:00",-1.5,0]
["1989-12-13","12:00:00",-1.5,1.2]
["1989-12-14","12:00:00",2.2000000000000002,0.6]
["1989-12-15","12:00:00",-1.9,0]
["1989-12-16","12:00:00",-7.1,2.8]
["1989-12-17","12:00:00",-14.8,0.6]
["1989-12-18","12:00:00",-21.3,0]
["1989-12-19","12:00:00",-19.399999999999999,2.6]
["1989-12-20","12:00:00",-26.3,1.8]
["1989-12-21","12:00:00",-29.2,0]
["1989-12-22","12:00:00",-7.5,0]
["1989-12-23","12:00:00",5.0999999999999996,0]
["1989-12-24","12:00:00",5.8,0]
["1989-12-25","12:00:00",7.4,0]
["1989-12-26","12:00:00",7.7,0]
["1989-12-27","12:00:00",6.5,5.4]
["1989-12-28","12:00:00",-2.9,3]
["1989-12-29","12:00:00",-1.2,0]
["1989-12-30","12:00:00",-3.3,0]
["1989-12-31","12:00:00",-1.1000000000000001,0]
["1990-01-01","12:00:00",0.3,0]
["1990-01-02","12:00:00",-7.8,0.6]
["1990-01-03","12:00:00",-5.3,0]
["1990-01-04","12:00:00",-4.5,0]
["1990-01-05","12:00:00",-1.8,0]
["1990-01-06","12:00:00",2.1,0]
["1990-01-07","12:00:00",1.1000000000000001,0]
["1990-01-08","12:00:00",1.6,0]
["1990-01-09","12:00:00",1,0]
["1990-01-10","12:00:00",-2.4,0]
["1990-01-11","12:00:00",-7.1,0]
["1990-01-12","12:00:00",0.1,0]
["1990-01-13","12:00:00",2.6,0]
["1990-01-14","12:00:00",1.2,0]
["1990-01-15","12:00:00",-3.1,0]
["1990-01-16","12:00:00",-4.0999999999999996,0.4]
["1990-01-17","12:00:00",-7.3,0]
["1990-01-18","12:00:00",-2.2000000000000002,0]
["1990-01-19","12:00:00",-4.3,0]
["1990-01-20","12:00:00",1.4,0]
["1990-01-21","12:00:00",2.9,0]
["1990-01-22","12:00:00",2.4,0]
["1990-01-23","12:00:00",-3.6,0]
["1990-01-24","12:00:00",-4.9000000000000004,0]
["1990-01-25","12:00:00",1.7,0]
["1990-01-26","12:00:00",-9.5,1.8]
["1990-01-27","12:00:00",-8.1,0]
["1990-01-28","12:00:00",-8.6,0.4]
["1990-01-29","12:00:00",-21.1,0.6]
["1990-01-30","12:00:00",-27.2,1.4]
["1990-01-31","12:00:00",-28.8,0.4]
["1990-02-01","12:00:00",-24.9,0]
["1990-02-02","12:00:00",-9.4,0]
["1990-02-03","12:00:00",0.2,0]
["1990-02-04","12:00:00",-5.3,2.8]
["1990-02-05","12:00:00",-4.5999999999999996,0]
["1990-02-06","12:00:00",-2.2000000000000002,0]
["1990-02-07","12:00:00",-7.7,0]
["1990-02-08","12:00:00",-9.1999999999999993,0]
["1990-02-09","12:00:00",-3.8,0]
["1990-02-10","12:00:00",3.2,0]
["1990-02-11","12:00:00",0.2,0.8]
["1990-02-12","12:00:00",-14.2,1.4]
["1990-02-13","12:00:00",-22.9,0]
["1990-02-14","12:00:00",-14.9,0]
["1990-02-15","12:00:00",-18.5,0.6]
["1990-02-16","12:00:00",-26.5,0.8]
["1990-02-17","12:00:00",-24.3,0]
["1990-02-18","12:00:00",-12.9,0]
["1990-02-19","12:00:00",-1.9,0]
["1990-02-20","12:00:00",1.6,0]
["1990-02-21","12:00:00",0.1,0]
["1990-02-22","12:00:00",5.3,0]
["1990-02-23","12:00:00",2.2999999999999998,0]
["1990-02-24","12:00:00",0.1,0]
["1990-02-25","12:00:00",3.8,0]
["1990-02-26","12:00:00",-2.5,0]
["1990-02-27","12:00:00",0.2,0]
["1990-02-28","12:00:00",5.8,0]
["1990-03-01","12:00:00",3.6,0]
["1990-03-02","12:00:00",2.2999999999999998,0]
["1990-03-03","12:00:00",3,0]
["1990-03-04","12:00:00",2.2000000000000002,0]
["1990-03-05","12:00:00",2.2000000000000002,0]
["1990-03-06","12:00:00",4.3,0]
["1990-03-07","12:00:00",4.7,0]
["1990-03-08","12:00:00",-1,2.4]
["1990-03-09","12:00:00",-3.4,0]
["1990-03-10","12:00:00",6.1,0]
["1990-03-11","12:00:00",-0.6,1.9]
["1990-03-12","12:00:00",-3.1,0.6]
["1990-03-13","12:00:00",-2.1,0]
["1990-03-14","12:00:00",2.1,0]
["1990-03-15","12:00:00",1.6,0]
["1990-03-16","12:00:00",0.8,1.5]
["1990-03-17","12:00:00",-1.8,1]
["1990-03-18","12:00:00",4,0]
["1990-03-19","12:00:00",6.8,0]
["1990-03-20","12:00:00",0.4,0]
["1990-03-21","12:00:00",-7.5,0.6]
["1990-03-22","12:00:00",-12.6,0.4]
["1990-03-23","12:00:00",-11.3,0]
["1990-03-24","12:00:00",-2.4,0]
["1990-03-25","12:00:00",-1.3,0]
["1990-03-26","12:00:00",2.5,0]
["1990-03-27","12:00:00",2.2000000000000002,0]
["1990-03-28","12:00:00",4.5,0]
["1990-03-29","12:00:00",7.3,0]
["1990-03-30","12:00:00",9.4,0]
["1990-03-31","12:00:00",3.9,0.3]
["1990-04-01","12:00:00",9.8000000000000007,0]
["1990-04-02","12:00:00",10,0]
["1990-04-03","12:00:00",5.3,0]
["1990-04-04","12:00:00",1.5,1.4]
["1990-04-05","12:00:00",2.2999999999999998,0]
["1990-04-06","12:00:00",4.2,0]
["1990-04-07","12:00:00",5.4,2.6]
["1990-04-08","12:00:00",-4,4]
["1990-04-09","12:00:00",-6.5,1.4]
["1990-04-10","12:00:00",-7.7,0]
["1990-04-11","12:00:00",-1.9,0]
["1990-04-12","12:00:00",3.9,0.4]
["1990-04-13","12:00:00",6.1,0]
["1990-04-14","12:00:00",8.6,0]
["1990-04-15","12:00:00",5.2,0]
["1990-04-16","12:00:00",3.5,0]
["1990-04-17","12:00:00",6.6,0]
["1990-04-18","12:00:00",12.7,0]
["1990-04-19","12:00:00",12.3,0]
["1990-04-20","12:00:00",13.7,0]
["1990-04-21","12:00:00",13.7,0]
["1990-04-22","12:00:00",10.5,0]
["1990-04-23","12:00:00",9.4,1.2]
["1990-04-24","12:00:00",7.5,0]
["1990-04-25","12:00:00",5.0999999999999996,0]
["1990-04-26","12:00:00",2,4]
["1990-04-27","12:00:00",0.1,1.8]
["1990-04-28","12:00:00",-2.7,4.4000000000000004]
["1990-04-29","12:00:00",-0.6,0]
["1990-04-30","12:00:00",4.3,0]
["1990-05-01","12:00:00",7.3,0]
["1990-05-02","12:00:00",8.5,2.2000000000000002]
["1990-05-03","12:00:00",10.199999999999999,0]
["1990-05-04","12:00:00",11.4,0]
["1990-05-05","12:00:00",15.9,0]
["1990-05-06","12:00:00",12.6,0.4]
["1990-05-07","12:00:00",4.0999999999999996,0]
["1990-05-08","12:00:00",2,3.6]
["1990-05-09","12:00:00",5.9,0]
["1990-05-10","12:00:00",7.2,3]
["1990-05-11","12:00:00",5.4,5.8]
["1990-05-12","12:00:00",4,3.4]
["1990-05-13","12:00:00",6.8,1]
["1990-05-14","12:00:00",7,1.2]
["1990-05-15","12:00:00",5.8,0]
["1990-05-16","12:00:00",6.4,0.2]
["1990-05-17","12:00:00",7,0]
["1990-05-18","12:00:00",7.9,0.2]
["1990-05-19","12:00:00",6.6,1]
["1990-05-20","12:00:00",9.1999999999999993,0.4]
["1990-05-21","12:00:00",9,4.2]
["1990-05-22","12:00:00",10.4,0]
["1990-05-23","12:00:00",15.1,1.4]
["1990-05-24","12:00:00",12,29.4]
["1990-05-25","12:00:00",11.4,8.8000000000000007]
["1990-05-26","12:00:00",9.4,1.6]
["1990-05-27","12:00:00",9.8000000000000007,0]
["1990-05-28","12:00:00",10,8]
["1990-05-29","12:00:00",14,8.1999999999999993]
["1990-05-30","12:00:00",14.4,16.2]
["1990-05-31","12:00:00",12.6,0]
["1990-06-01","12:00:00",12.2,0.7]
["1990-06-02","12:00:00",6.3,16.899999999999999]
["1990-06-03","12:00:00",12,0]
["1990-06-04","12:00:00",11.9,0.4]
["1990-06-05","12:00:00",10.6,0.4]
["1990-06-06","12:00:00",12.4,0]
["1990-06-07","12:00:00",11.3,0]
["1990-06-08","12:00:00",14.8,0]
["1990-06-09","12:00:00",15,0]
["1990-06-10","12:00:00",14.5,7.3]
["1990-06-11","12:00:00",8.9,4.5]
["1990-06-12","12:00:00",8.8000000000000007,1.4]
["1990-06-13","12:00:00",9.4,4]
["1990-06-14","12:00:00",10,0]
["1990-06-15","12:00:00",12.7,0]
["1990-06-16","12:00:00",13.7,5.2]
["1990-06-17","12:00:00",14.8,0]
["1990-06-18","12:00:00",14.8,0.2]
["1990-06-19","12:00:00",15.2,0.9]
["1990-06-20","12:00:00",12.6,1]
["1990-06-21","12:00:00",15,0]
["1990-06-22","12:00:00",19.2,0]
["1990-06-23","12:00:00",20.2,0]
["1990-06-24","12:00:00",16.3,8.1999999999999993]
["1990-06-25","12:00:00",18.899999999999999,0]
["1990-06-26","12:00:00",19.399999999999999,0]
["1990-06-27","12:00:00",15.5,6.2]
["1990-06-28","12:00:00",14.6,1.2]
["1990-06-29","12:00:00",15.8,0]
["1990-06-30","12:00:00",18.899999999999999,2.8]
["1990-07-01","12:00:00",15.2,0]
["1990-07-02","12:00:00",15.1,8.1999999999999993]
["1990-07-03","12:00:00",11.2,2.4]
["1990-07-04","12:00:00",12.7,0]
["1990-07-05","12:00:00",14.7,0]
["1990-07-06","12:00:00",15.1,4.2]
["1990-07-07","12:00:00",14.8,14.9]
["1990-07-08","12:00:00",16.100000000000001,0]
["1990-07-09","12:00:00",17.100000000000001,10.199999999999999]
["1990-07-10","12:00:00",17.8,0]
["1990-07-11","12:00:00",19.600000000000001,0]
["1990-07-12","12:00:00",23.1,0]
["1990-07-13","12:00:00",21.7,0]
["1990-07-14","12:00:00",18.100000000000001,0]
["1990-07-15","12:00:00",18.399999999999999,0]
["1990-07-16","12:00:00",15.5,0]
["1990-07-17","12:00:00",12.1,0.4]
["1990-07-18","12:00:00",12.3,17.5]
["1990-07-19","12:00:00",12.6,4.8]
["1990-07-20","12:00:00",12.1,1.4]
["1990-07-21","12:00:00",12.2,0]
["1990-07-22","12:00:00",17.7,0]
["1990-07-23","12:00:00",18.100000000000001,0.6]
["1990-07-24","12:00:00",16.600000000000001,1.2]
["1990-07-25","12:00:00",16.100000000000001,4]
["1990-07-26","12:00:00",15.4,4.3]
["1990-07-27","12:00:00",18.600000000000001,0.8]
["1990-07-28","12:00:00",16.8,0]
["1990-07-29","12:00:00",19.2,0]
["1990-07-30","12:00:00",19.899999999999999,2.2000000000000002]
["1990-07-31","12:00:00",17.399999999999999,6.6]
["1990-08-01","12:00:00",19.2,0.4]
["1990-08-02","12:00:00",15.8,2.1]
["1990-08-03","12:00:00",15.8,0]
["1990-08-04","12:00:00",17.7,0]
["1990-08-05","12:00:00",20.2,0]
["1990-08-06","12:00:00",22.7,0]
["1990-08-07","12:00:00",20,0]
["1990-08-08","12:00:00",18,0]
["1990-08-09","12:00:00",18.399999999999999,0]
["1990-08-10","12:00:00",19.3,0]
["1990-08-11","12:00:00",20.100000000000001,0]
["1990-08-12","12:00:00",20.6,0]
["1990-08-13","12:00:00",19.3,0]
["1990-08-14","12:00:00",19.2,0]
["1990-08-15","12:00:00",18.5,0]
["1990-08-16","12:00:00",18.399999999999999,0.8]
["1990-08-17","12:00:00",15.3,13.4]
["1990-08-18","12:00:00",16.2,18.399999999999999]
["1990-08-19","12:00:00",16.600000000000001,4]
["1990-08-20","12:00:00",19.3,0]
["1990-08-21","12:00:00",19.100000000000001,0]
["1990-08-22","12:00:00",17.5,0]
["1990-08-23","12:00:00",10.4,4.4000000000000004]
["1990-08-24","12:00:00",8.1,3]
["1990-08-25","12:00:00",8.6999999999999993,9.1999999999999993]
["1990-08-26","12:00:00",11.3,2.6]
["1990-08-27","12:00:00",11.9,0]
["1990-08-28","12:00:00",15.5,0]
["1990-08-29","12:00:00",15.8,0]
["1990-08-30","12:00:00",15.4,0]
["1990-08-31","12:00:00",13.8,0]
["1990-09-01","12:00:00",13.8,0]
["1990-09-02","12:00:00",11.5,0.2]
["1990-09-03","12:00:00",13.9,1.3]
["1990-09-04","12:00:00",16.899999999999999,0]
["1990-09-05","12:00:00",17.100000000000001,0]
["1990-09-06","12:00:00",16.2,0]
["1990-09-07","12:00:00",20.399999999999999,0]
["1990-09-08","12:00:00",14.6,0]
["1990-09-09","12:00:00",17,0]
["1990-09-10","12:00:00",16.2,0]
["1990-09-11","12:00:00",15.6,0]
["1990-09-12","12:00:00",13.8,6]
["1990-09-13","12:00:00",12.1,0]
["1990-09-14","12:00:00",15,0]
["1990-09-15","12:00:00",15.5,0]
["1990-09-16","12:00:00",15.3,0]
["1990-09-17","12:00:00",10.6,0]
["1990-09-18","12:00:00",11.7,0]
["1990-09-19","12:00:00",10.4,0]
["1990-09-20","12:00:00",12,0]
["1990-09-21","12:00:00",12.2,0]
["1990-09-22","12:00:00",14.8,0]
["1990-09-23","12:00:00",18.2,0]
["1990-09-24","12:00:00",19.5,0]
["1990-09-25","12:00:00",18.5,0]
["1990-09-26","12:00:00",11.8,0]
["1990-09-27","12:00:00",6.7,0]
["1990-09-28","12:00:00",8.8000000000000007,0]
["1990-09-29","12:00:00",13.6,0]
["1990-09-30","12:00:00",8.6999999999999993,0]
["1990-10-01","12:00:00",10.8,0]
["1990-10-02","12:00:00",6.2,0]
["1990-10-03","12:00:00",4.2,0]
["1990-10-04","12:00:00",6.2,5]
["1990-10-05","12:00:00",-0.6,0.6]
["1990-10-06","12:00:00",0.6,0.2]
["1990-10-07","12:00:00",2.4,0]
["1990-10-08","12:00:00",5.2,0]
["1990-10-09","12:00:00",10.7,0]
["1990-10-10","12:00:00",4.3,0.4]
["1990-10-11","12:00:00",1,0.4]
["1990-10-12","12:00:00",6.6,0]
["1990-10-13","12:00:00",5.7,0]
["1990-10-14","12:00:00",0.9,0]
["1990-10-15","12:00:00",-1.1000000000000001,0]
["1990-10-16","12:00:00",-1.2,4.3]
["1990-10-17","12:00:00",-2.2000000000000002,0]
["1990-10-18","12:00:00",3.8,0]
["1990-10-19","12:00:00",1,0]
["1990-10-20","12:00:00",-0.2,0]
["1990-10-21","12:00:00",4.9000000000000004,0]
["1990-10-22","12:00:00",4.0999999999999996,0]
["1990-10-23","12:00:00",2.1,0]
["1990-10-24","12:00:00",9.8000000000000007,0]
["1990-10-25","12:00:00",11.7,0]
["1990-10-26","12:00:00",5.5,0]
["1990-10-27","12:00:00",6.6,0]
["1990-10-28","12:00:00",7.9,0]
["1990-10-29","12:00:00",2.5,0]
["1990-10-30","12:00:00",3.7,0]
["1990-10-31","12:00:00",2.8,2]
["1990-11-01","12:00:00",-2.4,2.8]
["1990-11-02","12:00:00",-7,0.5]
["1990-11-03","12:00:00",-4.9000000000000004,0]
["1990-11-04","12:00:00",0.4,0.6]
["1990-11-05","12:00:00",-8.6,0]
["1990-11-06","12:00:00",-5,0]
["1990-11-07","12:00:00",3.6,0]
["1990-11-08","12:00:00",-1.7,0.6]
["1990-11-09","12:00:00",-4.5,0]
["1990-11-10","12:00:00",-4.5,0]
["1990-11-11","12:00:00",-4.8,0.8]
["1990-11-12","12:00:00",3.1,0]
["1990-11-13","12:00:00",6.5,0]
["1990-11-14","12:00:00",-1,0.8]
["1990-11-15","12:00:00",0.4,0]
["1990-11-16","12:00:00",5.3,0]
["1990-11-17","12:00:00",2.2000000000000002,0.2]
["1990-11-18","12:00:00",-1.2,0]
["1990-11-19","12:00:00",-0.5,0]
["1990-11-20","12:00:00",-5.9,1.2]
["1990-11-21","12:00:00",-10.1,0]
["1990-11-22","12:00:00",-5.0999999999999996,0]
["1990-11-23","12:00:00",-14,1.7]
["1990-11-24","12:00:00",-13.7,6.6]
["1990-11-25","12:00:00",-14.2,4.5]
["1990-11-26","12:00:00",-13.8,0]
["1990-11-27","12:00:00",-5.5,0]
["1990-11-28","12:00:00",-3.2,0]
["1990-11-29","12:00:00",0.1,0.4]
["1990-11-30","12:00:00",-10,0]
["1990-12-01","12:00:00",-17.5,0]
["1990-12-02","12:00:00",-16.600000000000001,0.4]
["1990-12-03","12:00:00",-4.5,0]
["1990-12-04","12:00:00",0.7,0]
["1990-12-05","12:00:00",-3.7,0.8]
["1990-12-06","12:00:00",4.5,0]
["1990-12-07","12:00:00",6.3,0]
["1990-12-08","12:00:00",4.8,0]
["1990-12-09","12:00:00",0.5,3]
["1990-12-10","12:00:00",-2.9,0.4]
["1990-12-11","12:00:00",-4.9000000000000004,0.8]
["1990-12-12","12:00:00",-11.1,0]
["1990-12-13","12:00:00",-7.6,0]
["1990-12-14","12:00:00",-2.2000000000000002,0]
["1990-12-15","12:00:00",-2.2000000000000002,0.4]
["1990-12-16","12:00:00",-12,0]
["1990-12-17","12:00:00",-5.2,0.2]
["1990-12-18","12:00:00",-20.7,1.7]
["1990-12-19","12:00:00",-29.1,0.2]
["1990-12-20","12:00:00",-27.6,0]
["1990-12-21","12:00:00",-24.6,0]
["1990-12-22","12:00:00",-12.3,1.8]
["1990-12-23","12:00:00",-11.3,0]
["1990-12-24","12:00:00",-13.2,1.2]
["1990-12-25","12:00:00",-14.2,0]
["1990-12-26","12:00:00",-6.7,0]
["1990-12-27","12:00:00",-13.9,0.4]
["1990-12-28","12:00:00",-30.1,0.4]
["1990-12-29","12:00:00",-22.1,0]
["1990-12-30","12:00:00",-11.2,0]
["1990-12-31","12:00:00",-18.899999999999999,0]
["1991-01-01","12:00:00",-21.7,0]
["1991-01-02","12:00:00",-18.7,0]
["1991-01-03","12:00:00",-19.399999999999999,0]
["1991-01-04","12:00:00",-18.2,0]
["1991-01-05","12:00:00",-21.9,0.4]
["1991-01-06","12:00:00",-24.7,0]
["1991-01-07","12:00:00",-20.399999999999999,2]
["1991-01-08","12:00:00",-25.1,0.2]
["1991-01-09","12:00:00",-21.4,0]
["1991-01-10","12:00:00",-9.6999999999999993,0]
["1991-01-11","12:00:00",-5.0999999999999996,0]
["1991-01-12","12:00:00",1,0]
["1991-01-13","12:00:00",0.3,0]
["1991-01-14","12:00:00",1.1000000000000001,0]
["1991-01-15","12:00:00",0.7,0]
["1991-01-16","12:00:00",1.4,0]
["1991-01-17","12:00:00",7.9,0]
["1991-01-18","12:00:00",2.2000000000000002,0]
["1991-01-19","12:00:00",-4.7,0]
["1991-01-20","12:00:00",-2.8,0]
["1991-01-21","12:00:00",3.7,0]
["1991-01-22","12:00:00",-3.2,0]
["1991-01-23","12:00:00",-7.7,0.4]
["1991-01-24","12:00:00",-9.1999999999999993,2.2000000000000002]
["1991-01-25","12:00:00",-7.6,0.4]
["1991-01-26","12:00:00",-5.8,0]
["1991-01-27","12:00:00",-5.8,1.8]
["1991-01-28","12:00:00",-16.399999999999999,0]
["1991-01-29","12:00:00",-9.8000000000000007,0]
["1991-01-30","12:00:00",-10.3,0]
["1991-01-31","12:00:00",-0.2,0]
["1991-02-01","12:00:00",5.0999999999999996,0]
["1991-02-02","12:00:00",6.6,0]
["1991-02-03","12:00:00",6.2,0]
["1991-02-04","12:00:00",4.5999999999999996,0]
["1991-02-05","12:00:00",4.4000000000000004,0]
["1991-02-06","12:00:00",2.8,0]
["1991-02-07","12:00:00",6.3,0]
["1991-02-08","12:00:00",0.9,0]
["1991-02-09","12:00:00",-2.6,0]
["1991-02-10","12:00:00",1.6,0]
["1991-02-11","12:00:00",1.7,0]
["1991-02-12","12:00:00",4.4000000000000004,0]
["1991-02-13","12:00:00",1.1000000000000001,0]
["1991-02-14","12:00:00",-3,0.2]
["1991-02-15","12:00:00",5.9,0]
["1991-02-16","12:00:00",2.2999999999999998,1.4]
["1991-02-17","12:00:00",-3.6,3.8]
["1991-02-18","12:00:00",-5.0999999999999996,0]
["1991-02-19","12:00:00",4.4000000000000004,0]
["1991-02-20","12:00:00",2.2000000000000002,0]
["1991-02-21","12:00:00",-4.0999999999999996,0.9]
["1991-02-22","12:00:00",-1.8,0]
["1991-02-23","12:00:00",-2.8,0.2]
["1991-02-24","12:00:00",-2.5,0]
["1991-02-25","12:00:00",1.6,0]
["1991-02-26","12:00:00",1.3,1.2]
["1991-02-27","12:00:00",-1.7,4.2]
["1991-02-28","12:00:00",-10.4,3]
["1991-03-01","12:00:00",-20,1.2]
["1991-03-02","12:00:00",-19.7,0.6]
["1991-03-03","12:00:00",-18.7,0.4]
["1991-03-04","12:00:00",-15.5,3.8]
["1991-03-05","12:00:00",-13.7,0]
["1991-03-06","12:00:00",-10.7,0]
["1991-03-07","12:00:00",-0.8,0]
["1991-03-08","12:00:00",-1.8,0]
["1991-03-09","12:00:00",-0.2,0]
["1991-03-10","12:00:00",-3.3,2.6]
["1991-03-11","12:00:00",-5,0]
["1991-03-12","12:00:00",-2,0]
["1991-03-13","12:00:00",-3.2,0]
["1991-03-14","12:00:00",-2.4,0]
["1991-03-15","12:00:00",-1.1000000000000001,0]
["1991-03-16","12:00:00",-1.5,0]
["1991-03-17","12:00:00",-0.4,0]
["1991-03-18","12:00:00",3.9,0]
["1991-03-19","12:00:00",3.7,0]
["1991-03-20","12:00:00",3.5,0]
["1991-03-21","12:00:00",4.8,0]
["1991-03-22","12:00:00",5.0999999999999996,6.3]
["1991-03-23","12:00:00",-0.7,0]
["1991-03-24","12:00:00",-5.6,2.2999999999999998]
["1991-03-25","12:00:00",-8.8000000000000007,3.6]
["1991-03-26","12:00:00",-10.3,0.2]
["1991-03-27","12:00:00",-2.4,0]
["1991-03-28","12:00:00",1.9,0]
["1991-03-29","12:00:00",3.7,0]
["1991-03-30","12:00:00",5.7,0]
["1991-03-31","12:00:00",8.5,0]
["1991-04-01","12:00:00",9.1,0]
["1991-04-02","12:00:00",6.6,0]
["1991-04-03","12:00:00",6.5,0]
["1991-04-04","12:00:00",7.5,0]
["1991-04-05","12:00:00",6.4,0]
["1991-04-06","12:00:00",3.4,0]
["1991-04-07","12:00:00",1.1000000000000001,0]
["1991-04-08","12:00:00",2,0]
["1991-04-09","12:00:00",1.3,0]
["1991-04-10","12:00:00",1.9,0.4]
["1991-04-11","12:00:00",2.6,0.9]
["1991-04-12","12:00:00",3.2,0]
["1991-04-13","12:00:00",6.4,0]
["1991-04-14","12:00:00",5,0]
["1991-04-15","12:00:00",4.9000000000000004,0]
["1991-04-16","12:00:00",2.5,0]
["1991-04-17","12:00:00",2,0]
["1991-04-18","12:00:00",2.2999999999999998,0]
["1991-04-19","12:00:00",4.8,0]
["1991-04-20","12:00:00",9.1999999999999993,0]
["1991-04-21","12:00:00",9.1999999999999993,0]
["1991-04-22","12:00:00",11.6,0]
["1991-04-23","12:00:00",10.6,0]
["1991-04-24","12:00:00",10.1,0]
["1991-04-25","12:00:00",8.1,0]
["1991-04-26","12:00:00",4,0]
["1991-04-27","12:00:00",4.5,1.2]
["1991-04-28","12:00:00",4.8,1]
["1991-04-29","12:00:00",5.6,3.6]
["1991-04-30","12:00:00",5.3,0]
["1991-05-01","12:00:00",3.6,0]
["1991-05-02","12:00:00",-0.4,0]
["1991-05-03","12:00:00",1.9,0.6]
["1991-05-04","12:00:00",5.2,0]
["1991-05-05","12:00:00",8.5,0]
["1991-05-06","12:00:00",7.8,0]
["1991-05-07","12:00:00",10.199999999999999,0]
["1991-05-08","12:00:00",9.3000000000000007,2.9]
["1991-05-09","12:00:00",9.9,0]
["1991-05-10","12:00:00",12.2,0]
["1991-05-11","12:00:00",11.4,1]
["1991-05-12","12:00:00",9.6999999999999993,28.2]
["1991-05-13","12:00:00",9.4,8.8000000000000007]
["1991-05-14","12:00:00",11.1,0.4]
["1991-05-15","12:00:00",11.1,0]
["1991-05-16","12:00:00",11.7,0.4]
["1991-05-17","12:00:00",13.6,1.5]
["1991-05-18","12:00:00",10.3,0.7]
["1991-05-19","12:00:00",12.7,17.399999999999999]
["1991-05-20","12:00:00",17.5,0]
["1991-05-21","12:00:00",10.8,3.4]
["1991-05-22","12:00:00",9.1,3.2]
["1991-05-23","12:00:00",7.6,5.8]
["1991-05-24","12:00:00",6.3,17.399999999999999]
["1991-05-25","12:00:00",6.4,2]
["1991-05-26","12:00:00",7.4,0.8]
["1991-05-27","12:00:00",8.4,1.6]
["1991-05-28","12:00:00",10.7,0]
["1991-05-29","12:00:00",12,0]
["1991-05-30","12:00:00",12.8,0]
["1991-05-31","12:00:00",14.1,0]
["1991-06-01","12:00:00",15.8,0]
["1991-06-02","12:00:00",15.8,0]
["1991-06-03","12:00:00",15.2,0]
["1991-06-04","12:00:00",11.2,0]
["1991-06-05","12:00:00",12.8,0]
["1991-06-06","12:00:00",12.5,0.6]
["1991-06-07","12:00:00",14,4.2]
["1991-06-08","12:00:00",14,5.8]
["1991-06-09","12:00:00",15.1,0]
["1991-06-10","12:00:00",17.3,0]
["1991-06-11","12:00:00",12.3,10.3]
["1991-06-12","12:00:00",11.3,0]
["1991-06-13","12:00:00",12.8,0]
["1991-06-14","12:00:00",11.7,0]
["1991-06-15","12:00:00",11.6,0]
["1991-06-16","12:00:00",10.4,0.2]
["1991-06-17","12:00:00",9.1999999999999993,11.8]
["1991-06-18","12:00:00",12,6.6]
["1991-06-19","12:00:00",11,2.8]
["1991-06-20","12:00:00",11.4,1.5]
["1991-06-21","12:00:00",11.7,30]
["1991-06-22","12:00:00",11.1,0.2]
["1991-06-23","12:00:00",13.1,16.8]
["1991-06-24","12:00:00",13.3,3.4]
["1991-06-25","12:00:00",13.7,1.8]
["1991-06-26","12:00:00",13.3,1.8]
["1991-06-27","12:00:00",14.5,0.4]
["1991-06-28","12:00:00",13.2,0]
["1991-06-29","12:00:00",15.4,15]
["1991-06-30","12:00:00",14,0]
["1991-07-01","12:00:00",17.399999999999999,0]
["1991-07-02","12:00:00",17.8,0]
["1991-07-03","12:00:00",21.5,0]
["1991-07-04","12:00:00",15.4,1.2]
["1991-07-05","12:00:00",15.3,1.2]
["1991-07-06","12:00:00",9.3000000000000007,4]
["1991-07-07","12:00:00",13.1,0]
["1991-07-08","12:00:00",14.4,0.9]
["1991-07-09","12:00:00",16.2,1.6]
["1991-07-10","12:00:00",14.9,4.5999999999999996]
["1991-07-11","12:00:00",16.399999999999999,6.6]
["1991-07-12","12:00:00",18.5,0]
["1991-07-13","12:00:00",20.7,3.6]
["1991-07-14","12:00:00",18.100000000000001,0]
["1991-07-15","12:00:00",16.5,0]
["1991-07-16","12:00:00",16.7,0]
["1991-07-17","12:00:00",15.1,0.2]
["1991-07-18","12:00:00",16.3,0]
["1991-07-19","12:00:00",14.9,0.3]
["1991-07-20","12:00:00",15.5,0.2]
["1991-07-21","12:00:00",14.2,2.4]
["1991-07-22","12:00:00",16.100000000000001,0]
["1991-07-23","12:00:00",15.9,0]
["1991-07-24","12:00:00",20.2,0]
["1991-07-25","12:00:00",20.6,1.2]
["1991-07-26","12:00:00",17.5,1.4]
["1991-07-27","12:00:00",16.899999999999999,0]
["1991-07-28","12:00:00",16.8,0.2]
["1991-07-29","12:00:00",16.899999999999999,0]
["1991-07-30","12:00:00",15.2,0]
["1991-07-31","12:00:00",15.4,0]
["1991-08-01","12:00:00",13.3,2.2000000000000002]
["1991-08-02","12:00:00",15.1,0]
["1991-08-03","12:00:00",18.600000000000001,0]
["1991-08-04","12:00:00",20.100000000000001,0]
["1991-08-05","12:00:00",20.8,0.2]
["1991-08-06","12:00:00",18.899999999999999,0]
["1991-08-07","12:00:00",21.8,0]
["1991-08-08","12:00:00",21.3,0]
["1991-08-09","12:00:00",23.3,0]
["1991-08-10","12:00:00",17.600000000000001,0]
["1991-08-11","12:00:00",13.8,34.6]
["1991-08-12","12:00:00",15.2,7.6]
["1991-08-13","12:00:00",16.899999999999999,8.4]
["1991-08-14","12:00:00",15.2,1.2]
["1991-08-15","12:00:00",18,0.8]
["1991-08-16","12:00:00",19.100000000000001,0]
["1991-08-17","12:00:00",21.2,0.4]
["1991-08-18","12:00:00",21.7,0]
["1991-08-19","12:00:00",22.2,0]
["1991-08-20","12:00:00",19.399999999999999,0]
["1991-08-21","12:00:00",18.2,0]
["1991-08-22","12:00:00",16.899999999999999,0]
["1991-08-23","12:00:00",17.5,0]
["1991-08-24","12:00:00",14.2,0]
["1991-08-25","12:00:00",14,8.8000000000000007]
["1991-08-26","12:00:00",13.5,0]
["1991-08-27","12:00:00",19.8,0]
["1991-08-28","12:00:00",16.600000000000001,0]
["1991-08-29","12:00:00",15.3,0]
["1991-08-30","12:00:00",19.8,0]
["1991-08-31","12:00:00",22.3,0]
["1991-09-01","12:00:00",15.2,0.2]
["1991-09-02","12:00:00",9.6,0]
["1991-09-03","12:00:00",10.4,0]
["1991-09-04","12:00:00",10.4,0]
["1991-09-05","12:00:00",15.8,0]
["1991-09-06","12:00:00",16.3,0]
["1991-09-07","12:00:00",14.3,15]
["1991-09-08","12:00:00",8.6999999999999993,0.4]
["1991-09-09","12:00:00",8.5,0]
["1991-09-10","12:00:00",10.9,0]
["1991-09-11","12:00:00",12.6,0]
["1991-09-12","12:00:00",15,0]
["1991-09-13","12:00:00",11.7,6.2]
["1991-09-14","12:00:00",8.3000000000000007,0]
["1991-09-15","12:00:00",10.1,0]
["1991-09-16","12:00:00",11,1.7]
["1991-09-17","12:00:00",6.3,1.4]
["1991-09-18","12:00:00",8.1,0]
["1991-09-19","12:00:00",15.6,0]
["1991-09-20","12:00:00",9.9,0]
["1991-09-21","12:00:00",6.8,0.6]
["1991-09-22","12:00:00",5.8,0]
["1991-09-23","12:00:00",11,0]
["1991-09-24","12:00:00",15.7,0]
["1991-09-25","12:00:00",15.1,0]
["1991-09-26","12:00:00",13.4,0]
["1991-09-27","12:00:00",13.6,0]
["1991-09-28","12:00:00",14.4,0.4]
["1991-09-29","12:00:00",8.3000000000000007,0]
["1991-09-30","12:00:00",12,0]
["1991-10-01","12:00:00",9.9,0]
["1991-10-02","12:00:00",6.6,0]
["1991-10-03","12:00:00",4,0.4]
["1991-10-04","12:00:00",2.2999999999999998,0]
["1991-10-05","12:00:00",9.8000000000000007,0]
["1991-10-06","12:00:00",13.2,0]
["1991-10-07","12:00:00",9.8000000000000007,0]
["1991-10-08","12:00:00",6.4,0]
["1991-10-09","12:00:00",13.3,0]
["1991-10-10","12:00:00",20,0]
["1991-10-11","12:00:00",18.600000000000001,0]
["1991-10-12","12:00:00",12.6,0]
["1991-10-13","12:00:00",5.4,0]
["1991-10-14","12:00:00",9.6999999999999993,0]
["1991-10-15","12:00:00",14,0]
["1991-10-16","12:00:00",1.5,1.8]
["1991-10-17","12:00:00",-5.6,0]
["1991-10-18","12:00:00",-0.3,0]
["1991-10-19","12:00:00",9.3000000000000007,0]
["1991-10-20","12:00:00",12.7,0]
["1991-10-21","12:00:00",0.7,2.2000000000000002]
["1991-10-22","12:00:00",-7.7,1.4]
["1991-10-23","12:00:00",-6.7,0]
["1991-10-24","12:00:00",-6.9,0.4]
["1991-10-25","12:00:00",-8.9,5.8]
["1991-10-26","12:00:00",-8.6999999999999993,2.2000000000000002]
["1991-10-27","12:00:00",-15.1,1]
["1991-10-28","12:00:00",-17.8,0]
["1991-10-29","12:00:00",-16.8,0]
["1991-10-30","12:00:00",-8.1999999999999993,0.4]
["1991-10-31","12:00:00",-9.9,0.2]
["1991-11-01","12:00:00",-17.2,0]
["1991-11-02","12:00:00",-16.899999999999999,0]
["1991-11-03","12:00:00",-6.6,0]
["1991-11-04","12:00:00",0,0]
["1991-11-05","12:00:00",-8.4,6.2]
["1991-11-06","12:00:00",-7.8,0.8]
["1991-11-07","12:00:00",-1.5,0]
["1991-11-08","12:00:00",2,0.4]
["1991-11-09","12:00:00",-1.4,1]
["1991-11-10","12:00:00",4.2,0]
["1991-11-11","12:00:00",1.8,0]
["1991-11-12","12:00:00",3.3,0]
["1991-11-13","12:00:00",2.7,0]
["1991-11-14","12:00:00",-2.2999999999999998,0]
["1991-11-15","12:00:00",-0.7,0]
["1991-11-16","12:00:00",5.4,0]
["1991-11-17","12:00:00",4.4000000000000004,0]
["1991-11-18","12:00:00",2.6,0]
["1991-11-19","12:00:00",-0.4,0]
["1991-11-20","12:00:00",1.6,0]
["1991-11-21","12:00:00",-2.8,1]
["1991-11-22","12:00:00",-5.9,0]
["1991-11-23","12:00:00",-8.4,0]
["1991-11-24","12:00:00",-0.8,0]
["1991-11-25","12:00:00",1.1000000000000001,0]
["1991-11-26","12:00:00",-2.1,0]
["1991-11-27","12:00:00",-6.5,0]
["1991-11-28","12:00:00",-2.4,0]
["1991-11-29","12:00:00",-8.6999999999999993,0]
["1991-11-30","12:00:00",-6.4,0.2]
["1991-12-01","12:00:00",-1.5,0]
["1991-12-02","12:00:00",-9.1,0.8]
["1991-12-03","12:00:00",-14.5,0]
["1991-12-04","12:00:00",-5,0]
["1991-12-05","12:00:00",-8.9,0]
["1991-12-06","12:00:00",-0.5,0]
["1991-12-07","12:00:00",-1.3,0]
["1991-12-08","12:00:00",-1.3,0]
["1991-12-09","12:00:00",1.2,0.6]
["1991-12-10","12:00:00",-1.7,0]
["1991-12-11","12:00:00",-2,0.4]
["1991-12-12","12:00:00",-4.4000000000000004,0]
["1991-12-13","12:00:00",-8.6999999999999993,0]
["1991-12-14","12:00:00",-4.5999999999999996,0]
["1991-12-15","12:00:00",5.3,0]
["1991-12-16","12:00:00",-0.9,0]
["1991-12-17","12:00:00",-4.5,0]
["1991-12-18","12:00:00",1.6,0]
["1991-12-19","12:00:00",1,0]
["1991-12-20","12:00:00",-2.2999999999999998,0]
["1991-12-21","12:00:00",1.3,0]
["1991-12-22","12:00:00",-1.4,0]
["1991-12-23","12:00:00",0.1,0]
["1991-12-24","12:00:00",2.9,0]
["1991-12-25","12:00:00",-0.2,0]
["1991-12-26","12:00:00",0.3,0]
["1991-12-27","12:00:00",4,0]
["1991-12-28","12:00:00",-0.4,0]
["1991-12-29","12:00:00",-1.2,0]
["1991-12-30","12:00:00",-2.2999999999999998,0]
["1991-12-31","12:00:00",-1.7,0]
["1992-01-01","12:00:00",3.1,0]
["1992-01-02","12:00:00",1.1000000000000001,0]
["1992-01-03","12:00:00",-2.8,0]
["1992-01-04","12:00:00",-0.3,0]
["1992-01-05","12:00:00",-6.8,0]
["1992-01-06","12:00:00",-7.8,0]
["1992-01-07","12:00:00",-9.1,0]
["1992-01-08","12:00:00",-3.3,0]
["1992-01-09","12:00:00",4.8,0]
["1992-01-10","12:00:00",6.1,0]
["1992-01-11","12:00:00",-0.5,0]
["1992-01-12","12:00:00",-3.6,0]
["1992-01-13","12:00:00",-6.7,0]
["1992-01-14","12:00:00",-9,1.3]
["1992-01-15","12:00:00",-1.6,0]
["1992-01-16","12:00:00",-2.1,0]
["1992-01-17","12:00:00",-5.4,0]
["1992-01-18","12:00:00",2.6,0]
["1992-01-19","12:00:00",6.9,0]
["1992-01-20","12:00:00",3.1,0]
["1992-01-21","12:00:00",2.6,0]
["1992-01-22","12:00:00",-2.5,0]
["1992-01-23","12:00:00",-4.4000000000000004,0]
["1992-01-24","12:00:00",-5.4,0.4]
["1992-01-25","12:00:00",-9.4,0.5]
["1992-01-26","12:00:00",-4,0]
["1992-01-27","12:00:00",0.9,0]
["1992-01-28","12:00:00",3.3,0]
["1992-01-29","12:00:00",3.6,0]
["1992-01-30","12:00:00",7.5,0]
["1992-01-31","12:00:00",3.8,0]
["1992-02-01","12:00:00",6.6,0]
["1992-02-02","12:00:00",4.5,0]
["1992-02-03","12:00:00",4.4000000000000004,0]
["1992-02-04","12:00:00",4.7,0]
["1992-02-05","12:00:00",-1.5,0]
["1992-02-06","12:00:00",-3.5,0]
["1992-02-07","12:00:00",-8.3000000000000007,0]
["1992-02-08","12:00:00",-9.5,0]
["1992-02-09","12:00:00",-11.5,0.4]
["1992-02-10","12:00:00",-19,0.4]
["1992-02-11","12:00:00",-14.5,0]
["1992-02-12","12:00:00",-11,0]
["1992-02-13","12:00:00",-6.2,0]
["1992-02-14","12:00:00",-3.6,0]
["1992-02-15","12:00:00",0.2,0]
["1992-02-16","12:00:00",-1.2,0]
["1992-02-17","12:00:00",-3.4,0]
["1992-02-18","12:00:00",-10,0.6]
["1992-02-19","12:00:00",-14.6,1.6]
["1992-02-20","12:00:00",-18.5,0.4]
["1992-02-21","12:00:00",-12.3,0]
["1992-02-22","12:00:00",-0.1,0.2]
["1992-02-23","12:00:00",-3.7,0]
["1992-02-24","12:00:00",4.7,0]
["1992-02-25","12:00:00",10.4,0]
["1992-02-26","12:00:00",11.7,0]
["1992-02-27","12:00:00",13.1,0]
["1992-02-28","12:00:00",8.5,0]
["1992-02-29","12:00:00",10.6,0]
["1992-03-01","12:00:00",2.6,0]
["1992-03-02","12:00:00",5.7,0]
["1992-03-03","12:00:00",2.6,0]
["1992-03-04","12:00:00",5.4,0]
["1992-03-05","12:00:00",3.9,0]
["1992-03-06","12:00:00",-1,0]
["1992-03-07","12:00:00",-2,0.4]
["1992-03-08","12:00:00",-1,0]
["1992-03-09","12:00:00",1.9,0]
["1992-03-10","12:00:00",5.6,0]
["1992-03-11","12:00:00",8.6999999999999993,0]
["1992-03-12","12:00:00",6.5,0]
["1992-03-13","12:00:00",3.5,0]
["1992-03-14","12:00:00",5.5,0]
["1992-03-15","12:00:00",6.9,0]
["1992-03-16","12:00:00",0.8,4.9000000000000004]
["1992-03-17","12:00:00",-1.2,0]
["1992-03-18","12:00:00",4.5,0]
["1992-03-19","12:00:00",2.4,0.4]
["1992-03-20","12:00:00",1.6,2]
["1992-03-21","12:00:00",2.2999999999999998,0]
["1992-03-22","12:00:00",5.4,0]
["1992-03-23","12:00:00",1.6,0]
["1992-03-24","12:00:00",1.4,0]
["1992-03-25","12:00:00",6.4,0]
["1992-03-26","12:00:00",5.6,0]
["1992-03-27","12:00:00",6.6,0.2]
["1992-03-28","12:00:00",0.2,0]
["1992-03-29","12:00:00",-1.4,0]
["1992-03-30","12:00:00",0.4,0]
["1992-03-31","12:00:00",5.3,0]
["1992-04-01","12:00:00",9.4,0]
["1992-04-02","12:00:00",13.9,0]
["1992-04-03","12:00:00",11.7,0.2]
["1992-04-04","12:00:00",6,7.8]
["1992-04-05","12:00:00",1.2,1.6]
["1992-04-06","12:00:00",0.1,1.2]
["1992-04-07","12:00:00",1.8,0]
["1992-04-08","12:00:00",-3,0.6]
["1992-04-09","12:00:00",-4.0999999999999996,0.2]
["1992-04-10","12:00:00",-10,1.2]
["1992-04-11","12:00:00",-7.4,0.2]
["1992-04-12","12:00:00",4.3,0]
["1992-04-13","12:00:00",6.5,0]
["1992-04-14","12:00:00",8.1,0.2]
["1992-04-15","12:00:00",8,0]
["1992-04-16","12:00:00",10.1,0]
["1992-04-17","12:00:00",10.4,0.2]
["1992-04-18","12:00:00",9.5,0.4]
["1992-04-19","12:00:00",6.6,0]
["1992-04-20","12:00:00",7.7,0]
["1992-04-21","12:00:00",7.6,0.2]
["1992-04-22","12:00:00",5.7,7.8]
["1992-04-23","12:00:00",5.3,2.6]
["1992-04-24","12:00:00",5.7,0]
["1992-04-25","12:00:00",9.8000000000000007,0]
["1992-04-26","12:00:00",13.6,0]
["1992-04-27","12:00:00",17.5,0]
["1992-04-28","12:00:00",12,0]
["1992-04-29","12:00:00",12.9,0]
["1992-04-30","12:00:00",10.6,0.2]
["1992-05-01","12:00:00",7.2,1.8]
["1992-05-02","12:00:00",11.4,0]
["1992-05-03","12:00:00",13,0]
["1992-05-04","12:00:00",18.100000000000001,0]
["1992-05-05","12:00:00",19.100000000000001,0]
["1992-05-06","12:00:00",15.8,0]
["1992-05-07","12:00:00",8.5,0.4]
["1992-05-08","12:00:00",7.7,7.6]
["1992-05-09","12:00:00",9,0]
["1992-05-10","12:00:00",8.1,1]
["1992-05-11","12:00:00",1.8,2.2000000000000002]
["1992-05-12","12:00:00",3.7,0]
["1992-05-13","12:00:00",7.1,0]
["1992-05-14","12:00:00",11.2,0]
["1992-05-15","12:00:00",3.2,6.2]
["1992-05-16","12:00:00",7.6,0]
["1992-05-17","12:00:00",13.6,0]
["1992-05-18","12:00:00",16.899999999999999,0]
["1992-05-19","12:00:00",7.6,0]
["1992-05-20","12:00:00",0.2,3.8]
["1992-05-21","12:00:00",0.1,0.6]
["1992-05-22","12:00:00",5.6,0.5]
["1992-05-23","12:00:00",6.2,1.9]
["1992-05-24","12:00:00",10.9,0]
["1992-05-25","12:00:00",11.9,0]
["1992-05-26","12:00:00",12.9,14.6]
["1992-05-27","12:00:00",11.5,0.8]
["1992-05-28","12:00:00",13.2,0]
["1992-05-29","12:00:00",9.6,4.8]
["1992-05-30","12:00:00",9,0]
["1992-05-31","12:00:00",13.2,0]
["1992-06-01","12:00:00",17.600000000000001,2.2000000000000002]
["1992-06-02","12:00:00",12.1,5]
["1992-06-03","12:00:00",10.4,1]
["1992-06-04","12:00:00",11.9,0]
["1992-06-05","12:00:00",9.9,0.4]
["1992-06-06","12:00:00",10.7,0.2]
["1992-06-07","12:00:00",14.4,0.4]
["1992-06-08","12:00:00",17.2,0]
["1992-06-09","12:00:00",19.3,0]
["1992-06-10","12:00:00",18.100000000000001,0]
["1992-06-11","12:00:00",16.8,1.8]
["1992-06-12","12:00:00",10,22.2]
["1992-06-13","12:00:00",8.6999999999999993,44.6]
["1992-06-14","12:00:00",9.8000000000000007,33.4]
["1992-06-15","12:00:00",8.9,0]
["1992-06-16","12:00:00",16.2,0]
["1992-06-17","12:00:00",15,4]
["1992-06-18","12:00:00",14.9,0]
["1992-06-19","12:00:00",18.600000000000001,0]
["1992-06-20","12:00:00",19.8,1]
["1992-06-21","12:00:00",20.2,0.2]
["1992-06-22","12:00:00",19.5,0]
["1992-06-23","12:00:00",19,0.4]
["1992-06-24","12:00:00",16.2,30.8]
["1992-06-25","12:00:00",19.2,0]
["1992-06-26","12:00:00",21,0]
["1992-06-27","12:00:00",18.100000000000001,1.8]
["1992-06-28","12:00:00",12.3,5.4]
["1992-06-29","12:00:00",9.6,10.6]
["1992-06-30","12:00:00",7.9,11.8]
["1992-07-01","12:00:00",11,1]
["1992-07-02","12:00:00",10.8,0]
["1992-07-03","12:00:00",11.7,0.4]
["1992-07-04","12:00:00",13.2,1.4]
["1992-07-05","12:00:00",15.2,0]
["1992-07-06","12:00:00",13.5,15]
["1992-07-07","12:00:00",13.2,0]
["1992-07-08","12:00:00",14.3,4.5999999999999996]
["1992-07-09","12:00:00",10.199999999999999,9.6]
["1992-07-10","12:00:00",12.4,0]
["1992-07-11","12:00:00",11.4,0]
["1992-07-12","12:00:00",15.9,0]
["1992-07-13","12:00:00",17.2,0]
["1992-07-14","12:00:00",12,4.4000000000000004]
["1992-07-15","12:00:00",14.5,0]
["1992-07-16","12:00:00",13.6,0]
["1992-07-17","12:00:00",16.399999999999999,1.2]
["1992-07-18","12:00:00",12.9,0]
["1992-07-19","12:00:00",12.4,0]
["1992-07-20","12:00:00",12.1,0]
["1992-07-21","12:00:00",16.2,0]
["1992-07-22","12:00:00",17.399999999999999,0.8]
["1992-07-23","12:00:00",13.6,4.2]
["1992-07-24","12:00:00",16.100000000000001,4.5]
["1992-07-25","12:00:00",17.2,0]
["1992-07-26","12:00:00",16.899999999999999,0]
["1992-07-27","12:00:00",13.3,0.5]
["1992-07-28","12:00:00",15.4,4.5999999999999996]
["1992-07-29","12:00:00",14.9,0.6]
["1992-07-30","12:00:00",17.600000000000001,0]
["1992-07-31","12:00:00",18,23.4]
["1992-08-01","12:00:00",18.100000000000001,0.4]
["1992-08-02","12:00:00",16,7.2]
["1992-08-03","12:00:00",16.100000000000001,8.8000000000000007]
["1992-08-04","12:00:00",15.8,0]
["1992-08-05","12:00:00",15.3,13.6]
["1992-08-06","12:00:00",17.3,0]
["1992-08-07","12:00:00",17.899999999999999,0]
["1992-08-08","12:00:00",12.9,0]
["1992-08-09","12:00:00",14.5,0]
["1992-08-10","12:00:00",12,0]
["1992-08-11","12:00:00",15.6,0]
["1992-08-12","12:00:00",17.5,0]
["1992-08-13","12:00:00",18.2,0]
["1992-08-14","12:00:00",21.5,0]
["1992-08-15","12:00:00",19.8,0]
["1992-08-16","12:00:00",17.899999999999999,0]
["1992-08-17","12:00:00",19.100000000000001,0]
["1992-08-18","12:00:00",22.4,1.2]
["1992-08-19","12:00:00",15.4,0.4]
["1992-08-20","12:00:00",11.9,0]
["1992-08-21","12:00:00",5.5,0.4]
["1992-08-22","12:00:00",3.4,0.4]
["1992-08-23","12:00:00",2.2999999999999998,0.4]
["1992-08-24","12:00:00",3.7,0]
["1992-08-25","12:00:00",9.1999999999999993,0]
["1992-08-26","12:00:00",17.5,0]
["1992-08-27","12:00:00",15.2,0.6]
["1992-08-28","12:00:00",8.1999999999999993,8.1]
["1992-08-29","12:00:00",9.3000000000000007,0]
["1992-08-30","12:00:00",12,0]
["1992-08-31","12:00:00",14.3,0]
["1992-09-01","12:00:00",16.3,0]
["1992-09-02","12:00:00",13.6,0.2]
["1992-09-03","12:00:00",10.8,0.6]
["1992-09-04","12:00:00",8.1999999999999993,10.6]
["1992-09-05","12:00:00",3,11.7]
["1992-09-06","12:00:00",3.4,2.6]
["1992-09-07","12:00:00",7.2,0]
["1992-09-08","12:00:00",7.5,4.4000000000000004]
["1992-09-09","12:00:00",9.1,0]
["1992-09-10","12:00:00",14.4,0]
["1992-09-11","12:00:00",8.6,0]
["1992-09-12","12:00:00",7.9,1.6]
["1992-09-13","12:00:00",2.7,3]
["1992-09-14","12:00:00",1.3,0]
["1992-09-15","12:00:00",3,0.6]
["1992-09-16","12:00:00",5.4,0]
["1992-09-17","12:00:00",5.0999999999999996,1.6]
["1992-09-18","12:00:00",9.3000000000000007,0]
["1992-09-19","12:00:00",16.5,0]
["1992-09-20","12:00:00",14.2,0]
["1992-09-21","12:00:00",8,0]
["1992-09-22","12:00:00",13.7,0]
["1992-09-23","12:00:00",17.399999999999999,0]
["1992-09-24","12:00:00",12.5,6.4]
["1992-09-25","12:00:00",6.2,4.8]
["1992-09-26","12:00:00",6.4,0]
["1992-09-27","12:00:00",6.6,0]
["1992-09-28","12:00:00",9.5,0]
["1992-09-29","12:00:00",17.8,0]
["1992-09-30","12:00:00",19.600000000000001,0]
["1992-10-01","12:00:00",18.5,0]
["1992-10-02","12:00:00",17.8,0]
["1992-10-03","12:00:00",14.7,0]
["1992-10-04","12:00:00",11,6.6]
["1992-10-05","12:00:00",4.4000000000000004,0]
["1992-10-06","12:00:00",3.2,1]
["1992-10-07","12:00:00",4.2,0]
["1992-10-08","12:00:00",7.5,0]
["1992-10-09","12:00:00",6.1,0]
["1992-10-10","12:00:00",13.2,0]
["1992-10-11","12:00:00",7.4,0.4]
["1992-10-12","12:00:00",3.4,1.6]
["1992-10-13","12:00:00",-1.7,0]
["1992-10-14","12:00:00",-3.8,0]
["1992-10-15","12:00:00",-4,0]
["1992-10-16","12:00:00",-6.1,0]
["1992-10-17","12:00:00",-4.2,0]
["1992-10-18","12:00:00",2,0]
["1992-10-19","12:00:00",3.9,0]
["1992-10-20","12:00:00",12.2,0]
["1992-10-21","12:00:00",6.6,1.2]
["1992-10-22","12:00:00",9.1999999999999993,0]
["1992-10-23","12:00:00",12.4,0]
["1992-10-24","12:00:00",9.6999999999999993,0.8]
["1992-10-25","12:00:00",3.5,0]
["1992-10-26","12:00:00",6.4,0.8]
["1992-10-27","12:00:00",2.9,0]
["1992-10-28","12:00:00",0.6,0]
["1992-10-29","12:00:00",-1.6,2]
["1992-10-30","12:00:00",0.6,0.2]
["1992-10-31","12:00:00",3.9,0]
["1992-11-01","12:00:00",3.5,0]
["1992-11-02","12:00:00",0.1,0.4]
["1992-11-03","12:00:00",-1.2,0]
["1992-11-04","12:00:00",-1.4,6.4]
["1992-11-05","12:00:00",-1.9,0]
["1992-11-06","12:00:00",-2.4,0]
["1992-11-07","12:00:00",2.5,1.6]
["1992-11-08","12:00:00",0.8,7.8]
["1992-11-09","12:00:00",-3.7,5.8]
["1992-11-10","12:00:00",-2.1,0]
["1992-11-11","12:00:00",-0.1,0]
["1992-11-12","12:00:00",-4.5999999999999996,0]
["1992-11-13","12:00:00",0.8,0]
["1992-11-14","12:00:00",3.5,0]
["1992-11-15","12:00:00",4.0999999999999996,0]
["1992-11-16","12:00:00",-1.1000000000000001,0]
["1992-11-17","12:00:00",-2.2999999999999998,5.4]
["1992-11-18","12:00:00",-5.2,0.2]
["1992-11-19","12:00:00",-5.7,0]
["1992-11-20","12:00:00",-2.4,0.2]
["1992-11-21","12:00:00",-4.5,0]
["1992-11-22","12:00:00",-6.7,0.6]
["1992-11-23","12:00:00",-9.3000000000000007,0]
["1992-11-24","12:00:00",-3.4,0]
["1992-11-25","12:00:00",-2.2000000000000002,0]
["1992-11-26","12:00:00",-0.6,0]
["1992-11-27","12:00:00",3.3,9.1999999999999993]
["1992-11-28","12:00:00",-2.1,1.2]
["1992-11-29","12:00:00",0.1,0]
["1992-11-30","12:00:00",3.5,0]
["1992-12-01","12:00:00",-1.1208333333333333,0]
["1992-12-02","12:00:00",-8.1,0]
["1992-12-03","12:00:00",-8.1999999999999993,0]
["1992-12-04","12:00:00",-0.7,0]
["1992-12-05","12:00:00",-1.6,0]
["1992-12-06","12:00:00",-8.4,0]
["1992-12-07","12:00:00",-6.8,0]
["1992-12-08","12:00:00",-4.7,0]
["1992-12-09","12:00:00",-2.9,0]
["1992-12-10","12:00:00",-5.3,1.4]
["1992-12-11","12:00:00",-7.7,0]
["1992-12-12","12:00:00",-10.370833333333334,0]
["1992-12-13","12:00:00",-5.3,0]
["1992-12-14","12:00:00",0.9,0]
["1992-12-15","12:00:00",-4,4.4000000000000004]
["1992-12-16","12:00:00",-10.7,0.4]
["1992-12-17","12:00:00",-15.2,1]
["1992-12-18","12:00:00",-20.8,0.2]
["1992-12-19","12:00:00",-15.3,0]
["1992-12-20","12:00:00",-18.133333333333333,0]
["1992-12-21","12:00:00",-10.5875,0]
["1992-12-22","12:00:00",-17.3,1.2]
["1992-12-23","12:00:00",-11.1875,0]
["1992-12-24","12:00:00",-7.3,0.4]
["1992-12-25","12:00:00",-8.875,0]
["1992-12-26","12:00:00",-10.220833333333333,0.8]
["1992-12-27","12:00:00",-24.4,0.8]
["1992-12-28","12:00:00",-31.1,3.2]
["1992-12-29","12:00:00",-32.99583333333333,0.2]
["1992-12-30","12:00:00",-30.116666666666664,0]
["1992-12-31","12:00:00",-27.162500000000001,0]
["1993-01-01","12:00:00",-19.399999999999999,0]
["1993-01-02","12:00:00",-14.166666666666666,0]
["1993-01-03","12:00:00",-13.229166666666666,0.8]
["1993-01-04","12:00:00",-19.995833333333334,0.8]
["1993-01-05","12:00:00",-23.866666666666664,0]
["1993-01-06","12:00:00",-15.8,0.2]
["1993-01-07","12:00:00",-16.366666666666667,0]
["1993-01-08","12:00:00",-20.7,2.6]
["1993-01-09","12:00:00",-26.8,0]
["1993-01-10","12:00:00",-25.604166666666668,0]
["1993-01-11","12:00:00",-21.170833333333334,0.2]
["1993-01-12","12:00:00",-24.716666666666669,0]
["1993-01-13","12:00:00",-24.233333333333334,0]
["1993-01-14","12:00:00",-17.879166666666666,0]
["1993-01-15","12:00:00",-2.2666666666666666,0]
["1993-01-16","12:00:00",-11.4,0]
["1993-01-17","12:00:00",-12.3,0]
["1993-01-18","12:00:00",-11.4,0]
["1993-01-19","12:00:00",-4.7,0]
["1993-01-20","12:00:00",-0.1,0]
["1993-01-21","12:00:00",-1.5,0]
["1993-01-22","12:00:00",-10,0]
["1993-01-23","12:00:00",-9.6999999999999993,0]
["1993-01-24","12:00:00",-4.041666666666667,0]
["1993-01-25","12:00:00",3.9333333333333336,0]
["1993-01-26","12:00:00",1.7,0]
["1993-01-27","12:00:00",-3.6,0.2]
["1993-01-28","12:00:00",-7.9041666666666659,1]
["1993-01-29","12:00:00",0.2,0]
["1993-01-30","12:00:00",7.4,0]
["1993-01-31","12:00:00",4.9000000000000004,0]
["1993-02-01","12:00:00",4.5,0]
["1993-02-02","12:00:00",1.2,0]
["1993-02-03","12:00:00",4.3,0]
["1993-02-04","12:00:00",-1.5,0]
["1993-02-05","12:00:00",2.2999999999999998,0]
["1993-02-06","12:00:00",5.2,0]
["1993-02-07","12:00:00",1.7,0]
["1993-02-08","12:00:00",0.4,0]
["1993-02-09","12:00:00",-6.8,2.4]
["1993-02-10","12:00:00",-13.495833333333332,0.8]
["1993-02-11","12:00:00",-5.3,0]
["1993-02-12","12:00:00",-6.5,0]
["1993-02-13","12:00:00",-5.3,0.8]
["1993-02-14","12:00:00",-14.2,0.8]
["1993-02-15","12:00:00",-17.399999999999999,0.2]
["1993-02-16","12:00:00",-18.399999999999999,0.2]
["1993-02-17","12:00:00",-13.8,0]
["1993-02-18","12:00:00",-13,0]
["1993-02-19","12:00:00",-12.4,3.1]
["1993-02-20","12:00:00",-14.9,3.8]
["1993-02-21","12:00:00",-20.3,0.4]
["1993-02-22","12:00:00",-19.8,0]
["1993-02-23","12:00:00",-16.100000000000001,0]
["1993-02-24","12:00:00",-16.100000000000001,0]
["1993-02-25","12:00:00",-11,0]
["1993-02-26","12:00:00",-7.3,0]
["1993-02-27","12:00:00",5.4,0]
["1993-02-28","12:00:00",9.3000000000000007,0]
["1993-03-01","12:00:00",9.1,0]
["1993-03-02","12:00:00",4.9000000000000004,0]
["1993-03-03","12:00:00",-0.3,0]
["1993-03-04","12:00:00",6.7,0]
["1993-03-05","12:00:00",6.7750000000000004,0]
["1993-03-06","12:00:00",9.3000000000000007,0]
["1993-03-07","12:00:00",1.6,0]
["1993-03-08","12:00:00",-0.28333333333333333,0.2]
["1993-03-09","12:00:00",-1.7,0]
["1993-03-10","12:00:00",-3.9,0]
["1993-03-11","12:00:00",-6.1,0]
["1993-03-12","12:00:00",-5.9041666666666659,0]
["1993-03-13","12:00:00",-3.1,0]
["1993-03-14","12:00:00",-1.6,0]
["1993-03-15","12:00:00",-11.1,4.4000000000000004]
["1993-03-16","12:00:00",-17.175000000000001,0]
["1993-03-17","12:00:00",-11.2,0]
["1993-03-18","12:00:00",-5.5,0.2]
["1993-03-19","12:00:00",-5.0999999999999996,0]
["1993-03-20","12:00:00",0.3,0]
["1993-03-21","12:00:00",6.8,0]
["1993-03-22","12:00:00",8,0]
["1993-03-23","12:00:00",8.6,0]
["1993-03-24","12:00:00",4,0]
["1993-03-25","12:00:00",0.41249999999999998,0.3]
["1993-03-26","12:00:00",-1.7,6.8]
["1993-03-27","12:00:00",-1.3,3.8]
["1993-03-28","12:00:00",-0.9,2.1]
["1993-03-29","12:00:00",1.5,0]
["1993-03-30","12:00:00",0.3,0]
["1993-03-31","12:00:00",0.86250000000000004,0]
["1993-04-01","12:00:00",1.4,0]
["1993-04-02","12:00:00",4.770833333333333,0]
["1993-04-03","12:00:00",8.6999999999999993,0]
["1993-04-04","12:00:00",7.020833333333333,0]
["1993-04-05","12:00:00",3.2,0]
["1993-04-06","12:00:00",6,0]
["1993-04-07","12:00:00",0.5,0]
["1993-04-08","12:00:00",2.9708333333333332,0]
["1993-04-09","12:00:00",4.5999999999999996,0.3]
["1993-04-10","12:00:00",2.95,1.4]
["1993-04-11","12:00:00",2.2999999999999998,0.8]
["1993-04-12","12:00:00",2.2999999999999998,0]
["1993-04-13","12:00:00",3.2,0]
["1993-04-14","12:00:00",4.8583333333333334,0]
["1993-04-15","12:00:00",5.9,0]
["1993-04-16","12:00:00",8.2166666666666668,0]
["1993-04-17","12:00:00",6.6708333333333334,0]
["1993-04-18","12:00:00",1,0]
["1993-04-19","12:00:00",2.7,0]
["1993-04-20","12:00:00",3.6,0]
["1993-04-21","12:00:00",6.9,0]
["1993-04-22","12:00:00",10.604166666666666,0]
["1993-04-23","12:00:00",5,3.6]
["1993-04-24","12:00:00",2.9,0.4]
["1993-04-25","12:00:00",7.5,0]
["1993-04-26","12:00:00",5.7,0]
["1993-04-27","12:00:00",4.7249999999999996,0]
["1993-04-28","12:00:00",7.4749999999999996,0]
["1993-04-29","12:00:00",9.2166666666666668,0]
["1993-04-30","12:00:00",8,0]
["1993-05-01","12:00:00",7.8,0]
["1993-05-02","12:00:00",8.5708333333333329,0]
["1993-05-03","12:00:00",6.6,0]
["1993-05-04","12:00:00",7.4,0]
["1993-05-05","12:00:00",14.866666666666667,0]
["1993-05-06","12:00:00",14.1,1.4]
["1993-05-07","12:00:00",8.3000000000000007,13.6]
["1993-05-08","12:00:00",9.5,0]
["1993-05-09","12:00:00",9.6999999999999993,0]
["1993-05-10","12:00:00",15.041666666666666,0]
["1993-05-11","12:00:00",19.337499999999999,0]
["1993-05-12","12:00:00",19.933333333333334,0]
["1993-05-13","12:00:00",14.9,0]
["1993-05-14","12:00:00",12.8,0]
["1993-05-15","12:00:00",10.9,0]
["1993-05-16","12:00:00",11,0.2]
["1993-05-17","12:00:00",11.3,0]
["1993-05-18","12:00:00",12.1,0]
["1993-05-19","12:00:00",15.1,0]
["1993-05-20","12:00:00",15.9,2.6]
["1993-05-21","12:00:00",13.8,0.5]
["1993-05-22","12:00:00",8.1999999999999993,21.8]
["1993-05-23","12:00:00",9.6999999999999993,1.8]
["1993-05-24","12:00:00",11.1,0]
["1993-05-25","12:00:00",13.1,0.2]
["1993-05-26","12:00:00",7.5,0]
["1993-05-27","12:00:00",8.5583333333333336,0]
["1993-05-28","12:00:00",13.4,1.2]
["1993-05-29","12:00:00",8.3000000000000007,18.600000000000001]
["1993-05-30","12:00:00",10.8,0]
["1993-05-31","12:00:00",14.1,0]
["1993-06-01","12:00:00",12.1,0.8]
["1993-06-02","12:00:00",1,0]
["1993-06-03","12:00:00",1,0]
["1993-06-04","12:00:00",1,0]
["1993-06-05","12:00:00",1,0]
["1993-06-06","12:00:00",13.4,0]
["1993-06-07","12:00:00",11.2,0]
["1993-06-08","12:00:00",13.7,1.2]
["1993-06-09","12:00:00",13.4,0]
["1993-06-10","12:00:00",1,0]
["1993-06-11","12:00:00",10.9,14]
["1993-06-12","12:00:00",1,38.200000000000003]
["1993-06-13","12:00:00",12.6,0.2]
["1993-06-14","12:00:00",13,0]
["1993-06-15","12:00:00",11.6,16.2]
["1993-06-16","12:00:00",11.2,0.4]
["1993-06-17","12:00:00",12.7,0]
["1993-06-18","12:00:00",17.899999999999999,0]
["1993-06-19","12:00:00",17.7,0]
["1993-06-20","12:00:00",16.2,0]
["1993-06-21","12:00:00",1,0.2]
["1993-06-22","12:00:00",13.5,0]
["1993-06-23","12:00:00",9.8000000000000007,1.8]
["1993-06-24","12:00:00",11.3,0.2]
["1993-06-25","12:00:00",11.2,0]
["1993-06-26","12:00:00",15,0]
["1993-06-27","12:00:00",15.8,6.2]
["1993-06-28","12:00:00",1,0]
["1993-06-29","12:00:00",9.6,37.200000000000003]
["1993-06-30","12:00:00",13.1,1.8]
["1993-07-01","12:00:00",13.9,4.2]
["1993-07-02","12:00:00",13.1,0.2]
["1993-07-03","12:00:00",13,0]
["1993-07-04","12:00:00",14.1,0.4]
["1993-07-05","12:00:00",14.1,0.8]
["1993-07-06","12:00:00",13.5,9.8000000000000007]
["1993-07-07","12:00:00",14.1,0]
["1993-07-08","12:00:00",13.2,2.5]
["1993-07-09","12:00:00",10.199999999999999,0.2]
["1993-07-10","12:00:00",11.9,0]
["1993-07-11","12:00:00",11.1,0.6]
["1993-07-12","12:00:00",11,1.6]
["1993-07-13","12:00:00",10.6,0]
["1993-07-14","12:00:00",9.6999999999999993,0]
["1993-07-15","12:00:00",10.199999999999999,2]
["1993-07-16","12:00:00",10.4,9.1999999999999993]
["1993-07-17","12:00:00",11,6]
["1993-07-18","12:00:00",12.7,1.8]
["1993-07-19","12:00:00",13.9,0]
["1993-07-20","12:00:00",13.5,3.5]
["1993-07-21","12:00:00",14.8,3.2]
["1993-07-22","12:00:00",15.3,0]
["1993-07-23","12:00:00",15.9,16.8]
["1993-07-24","12:00:00",13.8,10.4]
["1993-07-25","12:00:00",12.1,2.8]
["1993-07-26","12:00:00",13.9,6.8]
["1993-07-27","12:00:00",14.3,0.2]
["1993-07-28","12:00:00",17.2,0]
["1993-07-29","12:00:00",20.9,0]
["1993-07-30","12:00:00",1,4]
["1993-07-31","12:00:00",16,0]
["1993-08-01","12:00:00",13.9,0]
["1993-08-02","12:00:00",15.3,0]
["1993-08-03","12:00:00",14.1,0]
["1993-08-04","12:00:00",14.6,0]
["1993-08-05","12:00:00",16.5,0]
["1993-08-06","12:00:00",1,1.6]
["1993-08-07","12:00:00",13.8,8.8000000000000007]
["1993-08-08","12:00:00",15.6,0]
["1993-08-09","12:00:00",19.399999999999999,0]
["1993-08-10","12:00:00",9.4,3.6]
["1993-08-11","12:00:00",10.6,0.8]
["1993-08-12","12:00:00",14,0]
["1993-08-13","12:00:00",14.9,25.8]
["1993-08-14","12:00:00",1,4.7]
["1993-08-15","12:00:00",10.9,12.4]
["1993-08-16","12:00:00",13.3,3.2]
["1993-08-17","12:00:00",16.399999999999999,0.2]
["1993-08-18","12:00:00",1,0]
["1993-08-19","12:00:00",15,0]
["1993-08-20","12:00:00",18,0]
["1993-08-21","12:00:00",17,0]
["1993-08-22","12:00:00",17.100000000000001,0]
["1993-08-23","12:00:00",1,0]
["1993-08-24","12:00:00",12.5,0]
["1993-08-25","12:00:00",8.1,13.4]
["1993-08-26","12:00:00",12.8,0]
["1993-08-27","12:00:00",10.9,8.4]
["1993-08-28","12:00:00",9.3000000000000007,5.6]
["1993-08-29","12:00:00",10,3]
["1993-08-30","12:00:00",10.6,0]
["1993-08-31","12:00:00",10.6,0.8]
["1993-09-01","12:00:00",12.4,1.4]
["1993-09-02","12:00:00",15.1,0]
["1993-09-03","12:00:00",16.899999999999999,1.6]
["1993-09-04","12:00:00",10.8,7.2]
["1993-09-05","12:00:00",9.4,0]
["1993-09-06","12:00:00",10.3,0]
["1993-09-07","12:00:00",15.2,0]
["1993-09-08","12:00:00",20,0]
["1993-09-09","12:00:00",12.1,0]
["1993-09-10","12:00:00",16.399999999999999,0]
["1993-09-11","12:00:00",11.4,4.4000000000000004]
["1993-09-12","12:00:00",4.5,0.8]
["1993-09-13","12:00:00",6.6,0]
["1993-09-14","12:00:00",9.4,5]
["1993-09-15","12:00:00",5.9,1.8]
["1993-09-16","12:00:00",6,0]
["1993-09-17","12:00:00",7.3,0]
["1993-09-18","12:00:00",10.199999999999999,0]
["1993-09-19","12:00:00",7,0]
["1993-09-20","12:00:00",1,0.7]
["1993-09-21","12:00:00",5.6,0]
["1993-09-22","12:00:00",9.6,0]
["1993-09-23","12:00:00",10.4,0]
["1993-09-24","12:00:00",11.9,0]
["1993-09-25","12:00:00",6.8,1.4]
["1993-09-26","12:00:00",11.8,0]
["1993-09-27","12:00:00",13,0]
["1993-09-28","12:00:00",9.9,0]
["1993-09-29","12:00:00",15.3,0]
["1993-09-30","12:00:00",10.6,0]
["1993-10-01","12:00:00",7.7,0]
["1993-10-02","12:00:00",11.7,0]
["1993-10-03","12:00:00",16,0]
["1993-10-04","12:00:00",1,0]
["1993-10-05","12:00:00",13.9,0]
["1993-10-06","12:00:00",3.2,0.4]
["1993-10-07","12:00:00",1,0]
["1993-10-08","12:00:00",5.2,0]
["1993-10-09","12:00:00",8.5,0]
["1993-10-10","12:00:00",7.9,0]
["1993-10-11","12:00:00",7.2,0]
["1993-10-12","12:00:00",7.6,0]
["1993-10-13","12:00:00",5.0999999999999996,0]
["1993-10-14","12:00:00",5.7,0.2]
["1993-10-15","12:00:00",2.2000000000000002,7.6]
["1993-10-16","12:00:00",5.8,0.4]
["1993-10-17","12:00:00",6.4,0]
["1993-10-18","12:00:00",7.1,0]
["1993-10-19","12:00:00",1.9,0.4]
["1993-10-20","12:00:00",0.1,0]
["1993-10-21","12:00:00",8,0]
["1993-10-22","12:00:00",8.8000000000000007,0]
["1993-10-23","12:00:00",10,0]
["1993-10-24","12:00:00",7.7,0]
["1993-10-25","12:00:00",2.5,0]
["1993-10-26","12:00:00",5.5,0]
["1993-10-27","12:00:00",9.8000000000000007,0]
["1993-10-28","12:00:00",-3.6,0]
["1993-10-29","12:00:00",-3.2,0]
["1993-10-30","12:00:00",1,0]
["1993-10-31","12:00:00",1,0]
["1993-11-01","12:00:00",0.1,0]
["1993-11-02","12:00:00",8.1999999999999993,0.6]
["1993-11-03","12:00:00",1.4,2]
["1993-11-04","12:00:00",-10.5,0.4]
["1993-11-05","12:00:00",-5.3,0]
["1993-11-06","12:00:00",4.5999999999999996,0.4]
["1993-11-07","12:00:00",-0.2,0.6]
["1993-11-08","12:00:00",0.2,0]
["1993-11-09","12:00:00",-1,0]
["1993-11-10","12:00:00",-1.6,0]
["1993-11-11","12:00:00",3.6,0]
["1993-11-12","12:00:00",1.7,0]
["1993-11-13","12:00:00",-2.8,0.2]
["1993-11-14","12:00:00",0.3,0]
["1993-11-15","12:00:00",1.3,0.6]
["1993-11-16","12:00:00",-4.3,0]
["1993-11-17","12:00:00",-5.5,0]
["1993-11-18","12:00:00",-4.5,0]
["1993-11-19","12:00:00",5.4249999999999998,0]
["1993-11-20","12:00:00",0.8,0]
["1993-11-21","12:00:00",-14.9,4]
["1993-11-22","12:00:00",-25.8,0.8]
["1993-11-23","12:00:00",-23.6,0.6]
["1993-11-24","12:00:00",-12.5,0]
["1993-11-25","12:00:00",-7.8,0]
["1993-11-26","12:00:00",-2.8,0]
["1993-11-27","12:00:00",3,0]
["1993-11-28","12:00:00",0.4,0]
["1993-11-29","12:00:00",2.7,0]
["1993-11-30","12:00:00",1.8,0.2]
["1993-12-01","12:00:00",0.8,0]
["1993-12-02","12:00:00",1.1000000000000001,0]
["1993-12-03","12:00:00",4.9000000000000004,0]
["1993-12-04","12:00:00",-2.4,0.4]
["1993-12-05","12:00:00",-4.9000000000000004,0]
["1993-12-06","12:00:00",-10.8,0]
["1993-12-07","12:00:00",-5.2,0]
["1993-12-08","12:00:00",-1.9,0]
["1993-12-09","12:00:00",0.4,0]
["1993-12-10","12:00:00",4.9000000000000004,0]
["1993-12-11","12:00:00",-0.2,0]
["1993-12-12","12:00:00",-2.5,0]
["1993-12-13","12:00:00",0.9,0]
["1993-12-14","12:00:00",-1,0]
["1993-12-15","12:00:00",-4.5,0]
["1993-12-16","12:00:00",-6.9,0]
["1993-12-17","12:00:00",-5.5,0]
["1993-12-18","12:00:00",-2.9,0.2]
["1993-12-19","12:00:00",-4,0]
["1993-12-20","12:00:00",0.1,0.4]
["1993-12-21","12:00:00",-6.2,0]
["1993-12-22","12:00:00",-1.2,0.8]
["1993-12-23","12:00:00",-1.2,0]
["1993-12-24","12:00:00",4.0999999999999996,0]
["1993-12-25","12:00:00",7.1,0]
["1993-12-26","12:00:00",-5.3,1.8]
["1993-12-27","12:00:00",-8.3000000000000007,0]
["1993-12-28","12:00:00",-2.4,0]
["1993-12-29","12:00:00",-0.7,0]
["1993-12-30","12:00:00",-0.2,0]
["1993-12-31","12:00:00",-5.2041666666666666,0]
["1994-01-01","12:00:00",-11,0.2]
["1994-01-02","12:00:00",-6,0]
["1994-01-03","12:00:00",-4.7,0]
["1994-01-04","12:00:00",-18.100000000000001,1.2]
["1994-01-05","12:00:00",-22.8,0.6]
["1994-01-06","12:00:00",-20.2,0.2]
["1994-01-07","12:00:00",-8.5,0]
["1994-01-08","12:00:00",-8,0]
["1994-01-09","12:00:00",-11.5,0]
["1994-01-10","12:00:00",-17.399999999999999,0]
["1994-01-11","12:00:00",-9.4,0]
["1994-01-12","12:00:00",-2.6,0.2]
["1994-01-13","12:00:00",-9.5,1]
["1994-01-14","12:00:00",-15.6,0.4]
["1994-01-15","12:00:00",-18.600000000000001,0.2]
["1994-01-16","12:00:00",-21.6,1.8]
["1994-01-17","12:00:00",-20.399999999999999,2.8]
["1994-01-18","12:00:00",-12.8,0]
["1994-01-19","12:00:00",-11.8,0]
["1994-01-20","12:00:00",-4.9000000000000004,0]
["1994-01-21","12:00:00",-1.2,0]
["1994-01-22","12:00:00",1.7,0]
["1994-01-23","12:00:00",-0.6,0]
["1994-01-24","12:00:00",-6.1,0.2]
["1994-01-25","12:00:00",-4.4000000000000004,0]
["1994-01-26","12:00:00",-6.1,0]
["1994-01-27","12:00:00",-3.5,0]
["1994-01-28","12:00:00",-3.4,0]
["1994-01-29","12:00:00",-3.6,1.2]
["1994-01-30","12:00:00",-5.0999999999999996,0.6]
["1994-01-31","12:00:00",-3,0]
["1994-02-01","12:00:00",-3.4,0.2]
["1994-02-02","12:00:00",-6.9,1.2]
["1994-02-03","12:00:00",-12.3,0.8]
["1994-02-04","12:00:00",-9.1999999999999993,0]
["1994-02-05","12:00:00",-7.8,1.2]
["1994-02-06","12:00:00",-22.2,1.2]
["1994-02-07","12:00:00",-27.5,0.2]
["1994-02-08","12:00:00",-21.4,0]
["1994-02-09","12:00:00",-12.2,0]
["1994-02-10","12:00:00",-8.9,0]
["1994-02-11","12:00:00",-9.6999999999999993,0]
["1994-02-12","12:00:00",1.2,0]
["1994-02-13","12:00:00",-2.2000000000000002,0]
["1994-02-14","12:00:00",-5,0.2]
["1994-02-15","12:00:00",-1,0]
["1994-02-16","12:00:00",-11.2,0.4]
["1994-02-17","12:00:00",-15.6,0.8]
["1994-02-18","12:00:00",-16.2,0.6]
["1994-02-19","12:00:00",-19.5,0.4]
["1994-02-20","12:00:00",-22.1,0.2]
["1994-02-21","12:00:00",-22.2,0.8]
["1994-02-22","12:00:00",-23,0]
["1994-02-23","12:00:00",-23.1,0.8]
["1994-02-24","12:00:00",-24,0.6]
["1994-02-25","12:00:00",-22.7,0]
["1994-02-26","12:00:00",-15.5,0]
["1994-02-27","12:00:00",-13.7,0]
["1994-02-28","12:00:00",0,0]
["1994-03-01","12:00:00",10,0]
["1994-03-02","12:00:00",9.6999999999999993,0]
["1994-03-03","12:00:00",6.6,0]
["1994-03-04","12:00:00",3.8,0]
["1994-03-05","12:00:00",-1.1000000000000001,0.4]
["1994-03-06","12:00:00",-5.3,0]
["1994-03-07","12:00:00",-6,0.6]
["1994-03-08","12:00:00",-1,0]
["1994-03-09","12:00:00",2.2999999999999998,0]
["1994-03-10","12:00:00",1.2,0.6]
["1994-03-11","12:00:00",2.7,0.2]
["1994-03-12","12:00:00",10,0]
["1994-03-13","12:00:00",9.4,0]
["1994-03-14","12:00:00",3.2,0.4]
["1994-03-15","12:00:00",4.8,0]
["1994-03-16","12:00:00",4.3,0]
["1994-03-17","12:00:00",1.4,0]
["1994-03-18","12:00:00",4.3,0.8]
["1994-03-19","12:00:00",0.2,0.2]
["1994-03-20","12:00:00",0.1,0]
["1994-03-21","12:00:00",1.5,0.2]
["1994-03-22","12:00:00",-7.3,3.6]
["1994-03-23","12:00:00",-7.3,0.5]
["1994-03-24","12:00:00",-3.1,0]
["1994-03-25","12:00:00",1.4,0]
["1994-03-26","12:00:00",0.4,0.4]
["1994-03-27","12:00:00",4.2,0]
["1994-03-28","12:00:00",3,0.2]
["1994-03-29","12:00:00",7,0]
["1994-03-30","12:00:00",6.9,0]
["1994-03-31","12:00:00",9,0]
["1994-04-01","12:00:00",4.9000000000000004,0]
["1994-04-02","12:00:00",3.9,0]
["1994-04-03","12:00:00",2.7,1.4]
["1994-04-04","12:00:00",1,0]
["1994-04-05","12:00:00",-1.9,3.6]
["1994-04-06","12:00:00",-1.5,0]
["1994-04-07","12:00:00",0.4,0.6]
["1994-04-08","12:00:00",1.2,0]
["1994-04-09","12:00:00",4.0999999999999996,0]
["1994-04-10","12:00:00",7.4,0]
["1994-04-11","12:00:00",12.7,0]
["1994-04-12","12:00:00",9.3000000000000007,0]
["1994-04-13","12:00:00",5.0999999999999996,0.4]
["1994-04-14","12:00:00",2.1,0]
["1994-04-15","12:00:00",10.4,0]
["1994-04-16","12:00:00",12,0]
["1994-04-17","12:00:00",13.1,0]
["1994-04-18","12:00:00",8.1,0]
["1994-04-19","12:00:00",8.3000000000000007,0]
["1994-04-20","12:00:00",11.2,0]
["1994-04-21","12:00:00",14.1,0]
["1994-04-22","12:00:00",9.8000000000000007,0]
["1994-04-23","12:00:00",8.6999999999999993,0.4]
["1994-04-24","12:00:00",2.2999999999999998,4.5999999999999996]
["1994-04-25","12:00:00",-0.1,1.6]
["1994-04-26","12:00:00",1.5,0]
["1994-04-27","12:00:00",3.8,0]
["1994-04-28","12:00:00",3.8,0]
["1994-04-29","12:00:00",6.7,0]
["1994-04-30","12:00:00",8.6,0]
["1994-05-01","12:00:00",7.7,0]
["1994-05-02","12:00:00",8.3000000000000007,0]
["1994-05-03","12:00:00",8,0.4]
["1994-05-04","12:00:00",7.7,2.6]
["1994-05-05","12:00:00",9.3000000000000007,0.2]
["1994-05-06","12:00:00",13,0]
["1994-05-07","12:00:00",13.6,0]
["1994-05-08","12:00:00",9.9,0]
["1994-05-09","12:00:00",14.2,0]
["1994-05-10","12:00:00",14.1,0.4]
["1994-05-11","12:00:00",14.1,0]
["1994-05-12","12:00:00",14.4,0]
["1994-05-13","12:00:00",8.6,6.8]
["1994-05-14","12:00:00",8,0]
["1994-05-15","12:00:00",9.3000000000000007,12.4]
["1994-05-16","12:00:00",10.199999999999999,0]
["1994-05-17","12:00:00",7,1.4]
["1994-05-18","12:00:00",7.5,0.6]
["1994-05-19","12:00:00",6.2,17.5]
["1994-05-20","12:00:00",4.0999999999999996,13.6]
["1994-05-21","12:00:00",5.7,0]
["1994-05-22","12:00:00",11.6,0]
["1994-05-23","12:00:00",11.9,0]
["1994-05-24","12:00:00",14.5,0]
["1994-05-25","12:00:00",16.3,0]
["1994-05-26","12:00:00",15.9,0.4]
["1994-05-27","12:00:00",11.4,6.2]
["1994-05-28","12:00:00",11.6,0]
["1994-05-29","12:00:00",12.1,0]
["1994-05-30","12:00:00",9.9,0]
["1994-05-31","12:00:00",10.8,0]
["1994-06-01","12:00:00",12.6,7.8]
["1994-06-02","12:00:00",13.8,0.4]
["1994-06-03","12:00:00",13.1,0]
["1994-06-04","12:00:00",12.1,6.4]
["1994-06-05","12:00:00",13.9,0.4]
["1994-06-06","12:00:00",13,24.2]
["1994-06-07","12:00:00",10.5,2.6]
["1994-06-08","12:00:00",10.9,0]
["1994-06-09","12:00:00",11.6,1.8]
["1994-06-10","12:00:00",12.9,0]
["1994-06-11","12:00:00",14.7,0]
["1994-06-12","12:00:00",14.8,0.6]
["1994-06-13","12:00:00",13.9,0]
["1994-06-14","12:00:00",5.6,11.6]
["1994-06-15","12:00:00",5.8,1.8]
["1994-06-16","12:00:00",6.2,0]
["1994-06-17","12:00:00",11.4,1]
["1994-06-18","12:00:00",11.7,0]
["1994-06-19","12:00:00",13.1,0]
["1994-06-20","12:00:00",14.2,0]
["1994-06-21","12:00:00",15.3,0]
["1994-06-22","12:00:00",17.899999999999999,0]
["1994-06-23","12:00:00",18.399999999999999,0]
["1994-06-24","12:00:00",17.8,1]
["1994-06-25","12:00:00",15.3,0]
["1994-06-26","12:00:00",14.9,3.8]
["1994-06-27","12:00:00",18.600000000000001,0]
["1994-06-28","12:00:00",17,0]
["1994-06-29","12:00:00",13.7,5]
["1994-06-30","12:00:00",14.3,0]
["1994-07-01","12:00:00",17.100000000000001,0]
["1994-07-02","12:00:00",13.5,3.2]
["1994-07-03","12:00:00",12.6,0.4]
["1994-07-04","12:00:00",12.2,2.4]
["1994-07-05","12:00:00",12.1,0.2]
["1994-07-06","12:00:00",13.8,0]
["1994-07-07","12:00:00",16.899999999999999,0]
["1994-07-08","12:00:00",21.2,0]
["1994-07-09","12:00:00",17.5,0]
["1994-07-10","12:00:00",16.7,0]
["1994-07-11","12:00:00",13.7,4]
["1994-07-12","12:00:00",13.1,6.4]
["1994-07-13","12:00:00",13.8,0]
["1994-07-14","12:00:00",15.8,1]
["1994-07-15","12:00:00",14.9,17]
["1994-07-16","12:00:00",16.600000000000001,0]
["1994-07-17","12:00:00",17.3,0]
["1994-07-18","12:00:00",16.100000000000001,0.6]
["1994-07-19","12:00:00",18.3,0]
["1994-07-20","12:00:00",17.7,0]
["1994-07-21","12:00:00",22.7,0]
["1994-07-22","12:00:00",19.7,0]
["1994-07-23","12:00:00",19.399999999999999,1.6]
["1994-07-24","12:00:00",19.7,0]
["1994-07-25","12:00:00",20.7,0]
["1994-07-26","12:00:00",21.4,0]
["1994-07-27","12:00:00",21,0.8]
["1994-07-28","12:00:00",20.6,0.4]
["1994-07-29","12:00:00",20.7,0]
["1994-07-30","12:00:00",22.6,0]
["1994-07-31","12:00:00",20.9,0]
["1994-08-01","12:00:00",21.7,0]
["1994-08-02","12:00:00",21.4,0]
["1994-08-03","12:00:00",21.3,0]
["1994-08-04","12:00:00",22,0]
["1994-08-05","12:00:00",21.1,0.4]
["1994-08-06","12:00:00",17.3,1.2]
["1994-08-07","12:00:00",11.6,8.6]
["1994-08-08","12:00:00",10,6.8]
["1994-08-09","12:00:00",13.7,5.6]
["1994-08-10","12:00:00",14.3,0]
["1994-08-11","12:00:00",16.7,0.8]
["1994-08-12","12:00:00",17.100000000000001,0]
["1994-08-13","12:00:00",20.100000000000001,0]
["1994-08-14","12:00:00",21,0]
["1994-08-15","12:00:00",21.2,0]
["1994-08-16","12:00:00",17.399999999999999,4.4000000000000004]
["1994-08-17","12:00:00",14.2,18.8]
["1994-08-18","12:00:00",16.899999999999999,0.4]
["1994-08-19","12:00:00",17.5,0]
["1994-08-20","12:00:00",19.8,0]
["1994-08-21","12:00:00",18.8,0]
["1994-08-22","12:00:00",15.2,0]
["1994-08-23","12:00:00",16.2,0]
["1994-08-24","12:00:00",13.6,0.4]
["1994-08-25","12:00:00",12.6,10]
["1994-08-26","12:00:00",8.5,25.8]
["1994-08-27","12:00:00",11.6,0]
["1994-08-28","12:00:00",15.1,0]
["1994-08-29","12:00:00",11.4,1.2]
["1994-08-30","12:00:00",11.6,0]
["1994-08-31","12:00:00",10.6,0]
["1994-09-01","12:00:00",11.3,0]
["1994-09-02","12:00:00",13.7,0.8]
["1994-09-03","12:00:00",13.1,0]
["1994-09-04","12:00:00",11.9,5]
["1994-09-05","12:00:00",11.8,0]
["1994-09-06","12:00:00",15.1,0]
["1994-09-07","12:00:00",16.5,0]
["1994-09-08","12:00:00",17.899999999999999,0]
["1994-09-09","12:00:00",13,0]
["1994-09-10","12:00:00",9.9,0.2]
["1994-09-11","12:00:00",8.3000000000000007,4.4000000000000004]
["1994-09-12","12:00:00",9.6,0]
["1994-09-13","12:00:00",13.9,0]
["1994-09-14","12:00:00",14.8,0]
["1994-09-15","12:00:00",14.4,0]
["1994-09-16","12:00:00",15.6,0]
["1994-09-17","12:00:00",17.600000000000001,0]
["1994-09-18","12:00:00",16.600000000000001,0]
["1994-09-19","12:00:00",14.5,0]
["1994-09-20","12:00:00",7.4,0]
["1994-09-21","12:00:00",8.3000000000000007,0]
["1994-09-22","12:00:00",18.600000000000001,0]
["1994-09-23","12:00:00",17.899999999999999,0]
["1994-09-24","12:00:00",14.9,0]
["1994-09-25","12:00:00",18.5,0]
["1994-09-26","12:00:00",10.8,0]
["1994-09-27","12:00:00",14.5,0]
["1994-09-28","12:00:00",9.3000000000000007,0]
["1994-09-29","12:00:00",7.2,0]
["1994-09-30","12:00:00",4.5999999999999996,0]
["1994-10-01","12:00:00",7.9,6.6]
["1994-10-02","12:00:00",1,2]
["1994-10-03","12:00:00",1,0.6]
["1994-10-04","12:00:00",6,0]
["1994-10-05","12:00:00",10.8,0]
["1994-10-06","12:00:00",9.6,0.2]
["1994-10-07","12:00:00",6.1,0]
["1994-10-08","12:00:00",8.5,0]
["1994-10-09","12:00:00",12,0]
["1994-10-10","12:00:00",6.1,0]
["1994-10-11","12:00:00",4.3,3.4]
["1994-10-12","12:00:00",2.1,0]
["1994-10-13","12:00:00",4.2,0]
["1994-10-14","12:00:00",-0.8,12.8]
["1994-10-15","12:00:00",0.9,5.2]
["1994-10-16","12:00:00",2.6,0]
["1994-10-17","12:00:00",5.4,0.4]
["1994-10-18","12:00:00",5.6,0]
["1994-10-19","12:00:00",5,0]
["1994-10-20","12:00:00",6.2,0]
["1994-10-21","12:00:00",4.0999999999999996,0]
["1994-10-22","12:00:00",0.7,0]
["1994-10-23","12:00:00",1.5,0]
["1994-10-24","12:00:00",1.6,0]
["1994-10-25","12:00:00",9.6999999999999993,0]
["1994-10-26","12:00:00",9.6,0]
["1994-10-27","12:00:00",7.6,0]
["1994-10-28","12:00:00",3.4,0]
["1994-10-29","12:00:00",2.2000000000000002,0]
["1994-10-30","12:00:00",-0.8,0]
["1994-10-31","12:00:00",-3,0.2]
["1994-11-01","12:00:00",-2.7,0]
["1994-11-02","12:00:00",-6.3,0]
["1994-11-03","12:00:00",-5.2,0]
["1994-11-04","12:00:00",1.4,0]
["1994-11-05","12:00:00",-3.4,0]
["1994-11-06","12:00:00",-3.3,0]
["1994-11-07","12:00:00",-0.9,0]
["1994-11-08","12:00:00",2.4,0]
["1994-11-09","12:00:00",2.2000000000000002,0]
["1994-11-10","12:00:00",-0.8,0]
["1994-11-11","12:00:00",2.2000000000000002,0]
["1994-11-12","12:00:00",2.6,3.8]
["1994-11-13","12:00:00",-3.4,4.2]
["1994-11-14","12:00:00",-1,0]
["1994-11-15","12:00:00",-1.3,0]
["1994-11-16","12:00:00",-5.3,0.3]
["1994-11-17","12:00:00",-11.4,0.6]
["1994-11-18","12:00:00",-6.5,0]
["1994-11-19","12:00:00",2.2000000000000002,0]
["1994-11-20","12:00:00",-4.4000000000000004,0.2]
["1994-11-21","12:00:00",-9.6,0]
["1994-11-22","12:00:00",-2.2999999999999998,0]
["1994-11-23","12:00:00",-2.8,0]
["1994-11-24","12:00:00",-4.8,0]
["1994-11-25","12:00:00",-8.4,3.8]
["1994-11-26","12:00:00",-12.5,1]
["1994-11-27","12:00:00",-8.1,0]
["1994-11-28","12:00:00",-6.7,0]
["1994-11-29","12:00:00",-2.8,0]
["1994-11-30","12:00:00",2,0]
["1994-12-01","12:00:00",-2.6,0]
["1994-12-02","12:00:00",-14.5,1]
["1994-12-03","12:00:00",-21.1,0]
["1994-12-04","12:00:00",-14.6,0]
["1994-12-05","12:00:00",-14.5,0]
["1994-12-06","12:00:00",-11.6,0]
["1994-12-07","12:00:00",-6.7,0]
["1994-12-08","12:00:00",-4.9000000000000004,0]
["1994-12-09","12:00:00",-8.3000000000000007,0]
["1994-12-10","12:00:00",-6.8,0]
["1994-12-11","12:00:00",-4,0]
["1994-12-12","12:00:00",-5.2,0]
["1994-12-13","12:00:00",-7.9,0]
["1994-12-14","12:00:00",-9.6999999999999993,0]
["1994-12-15","12:00:00",-3.2,0]
["1994-12-16","12:00:00",-4.4000000000000004,0]
["1994-12-17","12:00:00",-4.4000000000000004,0]
["1994-12-18","12:00:00",1.8,0]
["1994-12-19","12:00:00",1.9,0]
["1994-12-20","12:00:00",2.1,0]
["1994-12-21","12:00:00",0.6,0]
["1994-12-22","12:00:00",0.9,0]
["1994-12-23","12:00:00",3.7,0]
["1994-12-24","12:00:00",0.7,0]
["1994-12-25","12:00:00",0.3,0]
["1994-12-26","12:00:00",-0.4,0]
["1994-12-27","12:00:00",-6.7,2.4]
["1994-12-28","12:00:00",-6.5,0.8]
["1994-12-29","12:00:00",-8.1999999999999993,0.8]
["1994-12-30","12:00:00",-14.4,0.2]
["1994-12-31","12:00:00",-11.7,0]
["1995-01-01","12:00:00",-10.5,0]
["1995-01-02","12:00:00",-17.399999999999999,0]
["1995-01-03","12:00:00",-15.9,0]
["1995-01-04","12:00:00",-8.4,0]
["1995-01-05","12:00:00",-15.3,0]
["1995-01-06","12:00:00",-14.6,0.6]
["1995-01-07","12:00:00",-15.7,0]
["1995-01-08","12:00:00",-16.7,0]
["1995-01-09","12:00:00",-12.7,0]
["1995-01-10","12:00:00",-6.6,0]
["1995-01-11","12:00:00",-5.0999999999999996,0]
["1995-01-12","12:00:00",-2.8,0]
["1995-01-13","12:00:00",-9.3000000000000007,0]
["1995-01-14","12:00:00",-9.1,1.2]
["1995-01-15","12:00:00",-8.8000000000000007,0]
["1995-01-16","12:00:00",-8.8000000000000007,1]
["1995-01-17","12:00:00",-8.1,0]
["1995-01-18","12:00:00",-2.7,0]
["1995-01-19","12:00:00",-1.8,0]
["1995-01-20","12:00:00",-4.8,0]
["1995-01-21","12:00:00",-6.8,0]
["1995-01-22","12:00:00",-6,0]
["1995-01-23","12:00:00",-3,0]
["1995-01-24","12:00:00",-7.3,0]
["1995-01-25","12:00:00",-5.0999999999999996,0]
["1995-01-26","12:00:00",-5,0]
["1995-01-27","12:00:00",-2.5,0]
["1995-01-28","12:00:00",-5.0999999999999996,0]
["1995-01-29","12:00:00",0.3,0]
["1995-01-30","12:00:00",5.3,0]
["1995-01-31","12:00:00",3.1,0]
["1995-02-01","12:00:00",5.8,0]
["1995-02-02","12:00:00",1.2,0]
["1995-02-03","12:00:00",3.9,0]
["1995-02-04","12:00:00",-0.5,0]
["1995-02-05","12:00:00",-3.3,0]
["1995-02-06","12:00:00",-2,0]
["1995-02-07","12:00:00",-1.7,1.3]
["1995-02-08","12:00:00",0.1,0]
["1995-02-09","12:00:00",-1.3,0]
["1995-02-10","12:00:00",-14.2,0]
["1995-02-11","12:00:00",-17.600000000000001,0]
["1995-02-12","12:00:00",-18.899999999999999,0]
["1995-02-13","12:00:00",-18.2,0]
["1995-02-14","12:00:00",-17.600000000000001,0]
["1995-02-15","12:00:00",-14.3,0]
["1995-02-16","12:00:00",-15.9,0]
["1995-02-17","12:00:00",-4.4000000000000004,0]
["1995-02-18","12:00:00",-1.8,0]
["1995-02-19","12:00:00",5.7,0]
["1995-02-20","12:00:00",8.8000000000000007,0]
["1995-02-21","12:00:00",4.3,0]
["1995-02-22","12:00:00",-1.9,0]
["1995-02-23","12:00:00",-1.8,0]
["1995-02-24","12:00:00",4.7,0]
["1995-02-25","12:00:00",-1.5,0]
["1995-02-26","12:00:00",-13.2,0.6]
["1995-02-27","12:00:00",-14.2,0.2]
["1995-02-28","12:00:00",-15.3,0]
["1995-03-01","12:00:00",-10.8,0]
["1995-03-02","12:00:00",-5.0999999999999996,0.2]
["1995-03-03","12:00:00",-11.4,5.6]
["1995-03-04","12:00:00",-21.3,0.9]
["1995-03-05","12:00:00",-25.3,0.6]
["1995-03-06","12:00:00",-23.1,0]
["1995-03-07","12:00:00",-21.2,0]
["1995-03-08","12:00:00",-14.8,0]
["1995-03-09","12:00:00",-10.4,0]
["1995-03-10","12:00:00",2.7,0]
["1995-03-11","12:00:00",5.6,0]
["1995-03-12","12:00:00",4.4000000000000004,0]
["1995-03-13","12:00:00",3,0]
["1995-03-14","12:00:00",3.2,0]
["1995-03-15","12:00:00",4.7,0]
["1995-03-16","12:00:00",3.4,0]
["1995-03-17","12:00:00",2.1,0]
["1995-03-18","12:00:00",3.5,0]
["1995-03-19","12:00:00",7,0]
["1995-03-20","12:00:00",2.4,0]
["1995-03-21","12:00:00",5,0]
["1995-03-22","12:00:00",1.1000000000000001,0]
["1995-03-23","12:00:00",-2.5,0]
["1995-03-24","12:00:00",0.9,0]
["1995-03-25","12:00:00",-3.2,0]
["1995-03-26","12:00:00",-5.3,0]
["1995-03-27","12:00:00",-2.7,0]
["1995-03-28","12:00:00",0.1,0]
["1995-03-29","12:00:00",1.9,0]
["1995-03-30","12:00:00",6.2,0]
["1995-03-31","12:00:00",7.6,0]
["1995-04-01","12:00:00",7.8,0.2]
["1995-04-02","12:00:00",6.1,0]
["1995-04-03","12:00:00",-3.6,0.8]
["1995-04-04","12:00:00",3.3,0]
["1995-04-05","12:00:00",3.6,0]
["1995-04-06","12:00:00",4.5,0]
["1995-04-07","12:00:00",1,0]
["1995-04-08","12:00:00",-1.1000000000000001,2.8]
["1995-04-09","12:00:00",-3.9,3]
["1995-04-10","12:00:00",1.9,0.4]
["1995-04-11","12:00:00",4.7,0]
["1995-04-12","12:00:00",3.7,0]
["1995-04-13","12:00:00",7.1,0.9]
["1995-04-14","12:00:00",4.9000000000000004,0.6]
["1995-04-15","12:00:00",2,1.8]
["1995-04-16","12:00:00",1.3,0]
["1995-04-17","12:00:00",2.5,0]
["1995-04-18","12:00:00",4.7,0]
["1995-04-19","12:00:00",3,0.6]
["1995-04-20","12:00:00",5.7,0]
["1995-04-21","12:00:00",4.5,0]
["1995-04-22","12:00:00",6.6,4.4000000000000004]
["1995-04-23","12:00:00",8.3000000000000007,0]
["1995-04-24","12:00:00",5.9,6]
["1995-04-25","12:00:00",2.8,3.8]
["1995-04-26","12:00:00",1.9,0]
["1995-04-27","12:00:00",6.3,0]
["1995-04-28","12:00:00",0.5,5.6]
["1995-04-29","12:00:00",1,0.4]
["1995-04-30","12:00:00",2.4,0.5]
["1995-05-01","12:00:00",1.4,0]
["1995-05-02","12:00:00",2.2999999999999998,0]
["1995-05-03","12:00:00",2.9,3.3]
["1995-05-04","12:00:00",6.3,0.6]
["1995-05-05","12:00:00",7.7,1.4]
["1995-05-06","12:00:00",4.8,24.8]
["1995-05-07","12:00:00",6.3,5.2]
["1995-05-08","12:00:00",7.2,0]
["1995-05-09","12:00:00",10.1,0]
["1995-05-10","12:00:00",12,0]
["1995-05-11","12:00:00",15.6,0]
["1995-05-12","12:00:00",6.9,7.7]
["1995-05-13","12:00:00",7.4,0]
["1995-05-14","12:00:00",13.6,0.4]
["1995-05-15","12:00:00",9.1,0.6]
["1995-05-16","12:00:00",12.7,0]
["1995-05-17","12:00:00",11.9,0]
["1995-05-18","12:00:00",7.1,4.2]
["1995-05-19","12:00:00",7.6,0]
["1995-05-20","12:00:00",8.5,2.6]
["1995-05-21","12:00:00",6,9.6]
["1995-05-22","12:00:00",8.1,0]
["1995-05-23","12:00:00",8.6,0]
["1995-05-24","12:00:00",9.1,7.5]
["1995-05-25","12:00:00",4.9000000000000004,4]
["1995-05-26","12:00:00",7.5,0]
["1995-05-27","12:00:00",13.1,0]
["1995-05-28","12:00:00",17,0]
["1995-05-29","12:00:00",18.8,0]
["1995-05-30","12:00:00",18.600000000000001,0]
["1995-05-31","12:00:00",15.4,0]
["1995-06-01","12:00:00",16,0]
["1995-06-02","12:00:00",16.8,0.4]
["1995-06-03","12:00:00",15.9,2.4]
["1995-06-04","12:00:00",15.3,0]
["1995-06-05","12:00:00",19.5,0]
["1995-06-06","12:00:00",9.1,25.2]
["1995-06-07","12:00:00",8,0]
["1995-06-08","12:00:00",8,0]
["1995-06-09","12:00:00",10.5,0]
["1995-06-10","12:00:00",13,0]
["1995-06-11","12:00:00",15.2,0.2]
["1995-06-12","12:00:00",16.100000000000001,0]
["1995-06-13","12:00:00",15,0]
["1995-06-14","12:00:00",13.3,0]
["1995-06-15","12:00:00",17.100000000000001,0]
["1995-06-16","12:00:00",18.7,0.2]
["1995-06-17","12:00:00",17.2,0]
["1995-06-18","12:00:00",12.5,1.2]
["1995-06-19","12:00:00",13.9,1]
["1995-06-20","12:00:00",12.5,6.8]
["1995-06-21","12:00:00",13.1,1.8]
["1995-06-22","12:00:00",13.4,0]
["1995-06-23","12:00:00",14.7,0]
["1995-06-24","12:00:00",17.2,0]
["1995-06-25","12:00:00",18.600000000000001,0]
["1995-06-26","12:00:00",10,1.2]
["1995-06-27","12:00:00",11.7,3]
["1995-06-28","12:00:00",12.9,0]
["1995-06-29","12:00:00",11.9,0]
["1995-06-30","12:00:00",16.2,0]
["1995-07-01","12:00:00",16.3,0.6]
["1995-07-02","12:00:00",16.5,6.2]
["1995-07-03","12:00:00",14.8,23.7]
["1995-07-04","12:00:00",15.7,16.5]
["1995-07-05","12:00:00",13,2]
["1995-07-06","12:00:00",14.5,0]
["1995-07-07","12:00:00",14.6,6]
["1995-07-08","12:00:00",17.899999999999999,0]
["1995-07-09","12:00:00",18.600000000000001,14.6]
["1995-07-10","12:00:00",19.399999999999999,0]
["1995-07-11","12:00:00",15.9,8.1999999999999993]
["1995-07-12","12:00:00",15.6,0]
["1995-07-13","12:00:00",15.9,1.8]
["1995-07-14","12:00:00",15.4,10.8]
["1995-07-15","12:00:00",14.7,1.6]
["1995-07-16","12:00:00",14.9,4.2]
["1995-07-17","12:00:00",16.7,16.600000000000001]
["1995-07-18","12:00:00",15.2,7]
["1995-07-19","12:00:00",14.9,0]
["1995-07-20","12:00:00",16,3]
["1995-07-21","12:00:00",15,5]
["1995-07-22","12:00:00",15.4,0]
["1995-07-23","12:00:00",14.5,2]
["1995-07-24","12:00:00",15.4,0]
["1995-07-25","12:00:00",18.399999999999999,0]
["1995-07-26","12:00:00",18.2,0]
["1995-07-27","12:00:00",13.4,2]
["1995-07-28","12:00:00",13.1,0]
["1995-07-29","12:00:00",13.8,0]
["1995-07-30","12:00:00",12.6,1.6]
["1995-07-31","12:00:00",16.600000000000001,0]
["1995-08-01","12:00:00",13.9,4.5999999999999996]
["1995-08-02","12:00:00",14,0]
["1995-08-03","12:00:00",16.3,0]
["1995-08-04","12:00:00",18.2,0]
["1995-08-05","12:00:00",16.8,0]
["1995-08-06","12:00:00",12.8,6.8]
["1995-08-07","12:00:00",13.3,1.4]
["1995-08-08","12:00:00",9.8000000000000007,1.2]
["1995-08-09","12:00:00",12.7,0]
["1995-08-10","12:00:00",12.4,0]
["1995-08-11","12:00:00",13.8,2.2000000000000002]
["1995-08-12","12:00:00",12.9,0.8]
["1995-08-13","12:00:00",13.6,3.2]
["1995-08-14","12:00:00",14.4,0]
["1995-08-15","12:00:00",15.2,0]
["1995-08-16","12:00:00",13.4,0]
["1995-08-17","12:00:00",11.7,7.8]
["1995-08-18","12:00:00",12,1.8]
["1995-08-19","12:00:00",14.4,0]
["1995-08-20","12:00:00",12.9,0]
["1995-08-21","12:00:00",15.6,0]
["1995-08-22","12:00:00",14.8,0]
["1995-08-23","12:00:00",17.2,0]
["1995-08-24","12:00:00",11.8,0.4]
["1995-08-25","12:00:00",10.7,0]
["1995-08-26","12:00:00",14.7,0.2]
["1995-08-27","12:00:00",11.6,0]
["1995-08-28","12:00:00",14.4,0]
["1995-08-29","12:00:00",11.8,3.8]
["1995-08-30","12:00:00",12.2,0]
["1995-08-31","12:00:00",13.8,0]
["1995-09-01","12:00:00",15.2,0]
["1995-09-02","12:00:00",16.7,0]
["1995-09-03","12:00:00",17.2,0]
["1995-09-04","12:00:00",15.7,0]
["1995-09-05","12:00:00",14.7,1.3]
["1995-09-06","12:00:00",11.6,17.2]
["1995-09-07","12:00:00",13.7,0.2]
["1995-09-08","12:00:00",12.2,0]
["1995-09-09","12:00:00",13.2,0]
["1995-09-10","12:00:00",14.1,0]
["1995-09-11","12:00:00",18.3,0]
["1995-09-12","12:00:00",16.399999999999999,0]
["1995-09-13","12:00:00",15.8,0]
["1995-09-14","12:00:00",14.8,0]
["1995-09-15","12:00:00",10.6,0]
["1995-09-16","12:00:00",10.6,0]
["1995-09-17","12:00:00",9.4,0.8]
["1995-09-18","12:00:00",2.5,4.8]
["1995-09-19","12:00:00",4,0]
["1995-09-20","12:00:00",1.6,0.2]
["1995-09-21","12:00:00",6.9,0]
["1995-09-22","12:00:00",13.3,0]
["1995-09-23","12:00:00",7.6,0]
["1995-09-24","12:00:00",12.8,0]
["1995-09-25","12:00:00",12.2,0]
["1995-09-26","12:00:00",11.6,0]
["1995-09-27","12:00:00",12.4,0]
["1995-09-28","12:00:00",12,0]
["1995-09-29","12:00:00",10.4,3.4]
["1995-09-30","12:00:00",10.5,0]
["1995-10-01","12:00:00",6.4,2.2000000000000002]
["1995-10-02","12:00:00",6.4,0]
["1995-10-03","12:00:00",6.7,2]
["1995-10-04","12:00:00",5.8,0]
["1995-10-05","12:00:00",5.0999999999999996,0]
["1995-10-06","12:00:00",5.3,0]
["1995-10-07","12:00:00",6.1,0]
["1995-10-08","12:00:00",6.7,0]
["1995-10-09","12:00:00",6.3,0]
["1995-10-10","12:00:00",9.3000000000000007,0]
["1995-10-11","12:00:00",8.4,0]
["1995-10-12","12:00:00",4,6]
["1995-10-13","12:00:00",5.0999999999999996,0]
["1995-10-14","12:00:00",7.8,0]
["1995-10-15","12:00:00",6.4,0]
["1995-10-16","12:00:00",6.3,0.3]
["1995-10-17","12:00:00",1.7,0]
["1995-10-18","12:00:00",4.4000000000000004,0.8]
["1995-10-19","12:00:00",4.8,0]
["1995-10-20","12:00:00",6.9,0]
["1995-10-21","12:00:00",3.4,0]
["1995-10-22","12:00:00",3.6,0.4]
["1995-10-23","12:00:00",2.7,0]
["1995-10-24","12:00:00",4.3,0]
["1995-10-25","12:00:00",3.5,0]
["1995-10-26","12:00:00",7.3,0]
["1995-10-27","12:00:00",2.2999999999999998,0]
["1995-10-28","12:00:00",-1.6,1.2]
["1995-10-29","12:00:00",-5,0]
["1995-10-30","12:00:00",-4.9000000000000004,0]
["1995-10-31","12:00:00",-6.5,1.5]
["1995-11-01","12:00:00",-11.8,0]
["1995-11-02","12:00:00",-12.4,0]
["1995-11-03","12:00:00",-1.7,0]
["1995-11-04","12:00:00",-2.2999999999999998,0]
["1995-11-05","12:00:00",0.9,0]
["1995-11-06","12:00:00",-7,2.2000000000000002]
["1995-11-07","12:00:00",-11.6,3.4]
["1995-11-08","12:00:00",-11.9,2]
["1995-11-09","12:00:00",-14.4,2.6]
["1995-11-10","12:00:00",-20.100000000000001,0]
["1995-11-11","12:00:00",-4.3,0]
["1995-11-12","12:00:00",0.9,0]
["1995-11-13","12:00:00",1.3,0]
["1995-11-14","12:00:00",-0.3,0]
["1995-11-15","12:00:00",3.6,0]
["1995-11-16","12:00:00",4.5,0]
["1995-11-17","12:00:00",7.6,0]
["1995-11-18","12:00:00",6,0]
["1995-11-19","12:00:00",-3.4,0]
["1995-11-20","12:00:00",-3.6,0]
["1995-11-21","12:00:00",1.5,0]
["1995-11-22","12:00:00",-3.4,0]
["1995-11-23","12:00:00",0.2,0]
["1995-11-24","12:00:00",-2.8,0]
["1995-11-25","12:00:00",-5.5,0.4]
["1995-11-26","12:00:00",-10,3.2]
["1995-11-27","12:00:00",-14.4,1]
["1995-11-28","12:00:00",-16,3]
["1995-11-29","12:00:00",-5.2,0.7]
["1995-11-30","12:00:00",-7.9,4.2]
["1995-12-01","12:00:00",-10,0]
["1995-12-02","12:00:00",-5.9,0.4]
["1995-12-03","12:00:00",-5.7,0]
["1995-12-04","12:00:00",-8.8000000000000007,1.6]
["1995-12-05","12:00:00",-14.6,0]
["1995-12-06","12:00:00",-14.3,0]
["1995-12-07","12:00:00",-27.2,0.4]
["1995-12-08","12:00:00",-23.7,0]
["1995-12-09","12:00:00",-20,0]
["1995-12-10","12:00:00",-20.9,4.9000000000000004]
["1995-12-11","12:00:00",-21.6,2]
["1995-12-12","12:00:00",-20.2,2]
["1995-12-13","12:00:00",-17.399999999999999,0]
["1995-12-14","12:00:00",-17.2,0]
["1995-12-15","12:00:00",-9.8000000000000007,0]
["1995-12-16","12:00:00",-16.2,0]
["1995-12-17","12:00:00",-10.199999999999999,0]
["1995-12-18","12:00:00",-2.9,0]
["1995-12-19","12:00:00",1.2,11.6]
["1995-12-20","12:00:00",-4.7,0]
["1995-12-21","12:00:00",-10.3,0]
["1995-12-22","12:00:00",-7.5,0]
["1995-12-23","12:00:00",-6.8,0]
["1995-12-24","12:00:00",-4.0999999999999996,0]
["1995-12-25","12:00:00",-5.6,0]
["1995-12-26","12:00:00",-9.3000000000000007,0]
["1995-12-27","12:00:00",-7.4,0]
["1995-12-28","12:00:00",-7.1,0]
["1995-12-29","12:00:00",-3.9,0]
["1995-12-30","12:00:00",-4.4000000000000004,0]
["1995-12-31","12:00:00",-5.6,0]
["1996-01-01","12:00:00",-5.2,0]
["1996-01-02","12:00:00",-0.8,1.2]
["1996-01-03","12:00:00",-9.1999999999999993,16.600000000000001]
["1996-01-04","12:00:00",-23.2,1]
["1996-01-05","12:00:00",-26.4,0]
["1996-01-06","12:00:00",-11.8,0]
["1996-01-07","12:00:00",2.4,0]
["1996-01-08","12:00:00",2.4,0]
["1996-01-09","12:00:00",-1.9,0]
["1996-01-10","12:00:00",-1.9,0]
["1996-01-11","12:00:00",5.0999999999999996,0]
["1996-01-12","12:00:00",8.4,0]
["1996-01-13","12:00:00",-6.7,0]
["1996-01-14","12:00:00",-20.8,0]
["1996-01-15","12:00:00",-20.399999999999999,1.2]
["1996-01-16","12:00:00",-22.3,1]
["1996-01-17","12:00:00",-27.1,0.2]
["1996-01-18","12:00:00",-29.2,0]
["1996-01-19","12:00:00",-28.7,0]
["1996-01-20","12:00:00",-23.3,0]
["1996-01-21","12:00:00",-16.600000000000001,0]
["1996-01-22","12:00:00",-17.7,0]
["1996-01-23","12:00:00",-20.100000000000001,0.6]
["1996-01-24","12:00:00",-23.4,0.2]
["1996-01-25","12:00:00",-22.5,0]
["1996-01-26","12:00:00",-24,0.4]
["1996-01-27","12:00:00",-26.8,1.6]
["1996-01-28","12:00:00",-31.8,0.8]
["1996-01-29","12:00:00",-28.6,0]
["1996-01-30","12:00:00",-21.3,0]
["1996-01-31","12:00:00",-14.8,3]
["1996-02-01","12:00:00",-25.8,0.2]
["1996-02-02","12:00:00",-24.1,0]
["1996-02-03","12:00:00",-16.3,0]
["1996-02-04","12:00:00",-12.8,0]
["1996-02-05","12:00:00",-2.7,0]
["1996-02-06","12:00:00",2.4,0]
["1996-02-07","12:00:00",2.2000000000000002,0]
["1996-02-08","12:00:00",-0.3,0]
["1996-02-09","12:00:00",-5.3,0]
["1996-02-10","12:00:00",-5.7,0]
["1996-02-11","12:00:00",0.1,0]
["1996-02-12","12:00:00",2.6,0]
["1996-02-13","12:00:00",5.6,0.2]
["1996-02-14","12:00:00",1.8,0]
["1996-02-15","12:00:00",-1.3,0]
["1996-02-16","12:00:00",2,0]
["1996-02-17","12:00:00",3,0]
["1996-02-18","12:00:00",7.1,0]
["1996-02-19","12:00:00",0.1,0.2]
["1996-02-20","12:00:00",0.2,0]
["1996-02-21","12:00:00",2,0]
["1996-02-22","12:00:00",0.1,0]
["1996-02-23","12:00:00",-3,0]
["1996-02-24","12:00:00",-11.8,2]
["1996-02-25","12:00:00",-19.899999999999999,0.4]
["1996-02-26","12:00:00",-21.2,0]
["1996-02-27","12:00:00",-21.5,0]
["1996-02-28","12:00:00",-17.399999999999999,0]
["1996-02-29","12:00:00",-3.7,0]
["1996-03-01","12:00:00",0.3,0]
["1996-03-02","12:00:00",-1.3,5]
["1996-03-03","12:00:00",-10.1,4.8]
["1996-03-04","12:00:00",-19.100000000000001,0.4]
["1996-03-05","12:00:00",-20.8,0]
["1996-03-06","12:00:00",-22.9,0.6]
["1996-03-07","12:00:00",-23.7,0]
["1996-03-08","12:00:00",-8.6,0]
["1996-03-09","12:00:00",1.2,0]
["1996-03-10","12:00:00",9.1999999999999993,0]
["1996-03-11","12:00:00",7.4,0]
["1996-03-12","12:00:00",3.9,0.2]
["1996-03-13","12:00:00",2.2999999999999998,0]
["1996-03-14","12:00:00",8.5,0]
["1996-03-15","12:00:00",5,0.2]
["1996-03-16","12:00:00",-0.3,0]
["1996-03-17","12:00:00",3,0]
["1996-03-18","12:00:00",0.9,0]
["1996-03-19","12:00:00",4,0]
["1996-03-20","12:00:00",0.7,1.8]
["1996-03-21","12:00:00",-5.3,0.6]
["1996-03-22","12:00:00",-9.3000000000000007,9]
["1996-03-23","12:00:00",-19.100000000000001,0.6]
["1996-03-24","12:00:00",-19.600000000000001,0]
["1996-03-25","12:00:00",-10.199999999999999,0]
["1996-03-26","12:00:00",-6.8,1.2]
["1996-03-27","12:00:00",-15,0]
["1996-03-28","12:00:00",-12.6,0]
["1996-03-29","12:00:00",-10,1.8]
["1996-03-30","12:00:00",-10.8,5.4]
["1996-03-31","12:00:00",-7.5,3.8]
["1996-04-01","12:00:00",-5.6,1.6]
["1996-04-02","12:00:00",-2.8,0.2]
["1996-04-03","12:00:00",-7.4,0]
["1996-04-04","12:00:00",-3.5,0]
["1996-04-05","12:00:00",7.5,0]
["1996-04-06","12:00:00",11.9,0]
["1996-04-07","12:00:00",8,0]
["1996-04-08","12:00:00",15.3,0]
["1996-04-09","12:00:00",11,0]
["1996-04-10","12:00:00",2,3.4]
["1996-04-11","12:00:00",-0.6,1.1000000000000001]
["1996-04-12","12:00:00",1.7,0]
["1996-04-13","12:00:00",4,2.6]
["1996-04-14","12:00:00",5,0]
["1996-04-15","12:00:00",8.5,0]
["1996-04-16","12:00:00",9.6,0]
["1996-04-17","12:00:00",8.9,0]
["1996-04-18","12:00:00",5.6,0]
["1996-04-19","12:00:00",3.7,9]
["1996-04-20","12:00:00",3.8,0.4]
["1996-04-21","12:00:00",3.2,0]
["1996-04-22","12:00:00",4.8,0]
["1996-04-23","12:00:00",10.199999999999999,0]
["1996-04-24","12:00:00",9.6,0]
["1996-04-25","12:00:00",7.1,0]
["1996-04-26","12:00:00",5,0]
["1996-04-27","12:00:00",4.9000000000000004,0]
["1996-04-28","12:00:00",4.3,0]
["1996-04-29","12:00:00",6.5,0]
["1996-04-30","12:00:00",4.7,0.2]
["1996-05-01","12:00:00",3.7,4.3]
["1996-05-02","12:00:00",4.5,4.8]
["1996-05-03","12:00:00",2.8,15.2]
["1996-05-04","12:00:00",4.3,5]
["1996-05-05","12:00:00",5.5,0]
["1996-05-06","12:00:00",-0.3,2.2000000000000002]
["1996-05-07","12:00:00",-3.3,3.2]
["1996-05-08","12:00:00",-4.3,3.7]
["1996-05-09","12:00:00",-2,1]
["1996-05-10","12:00:00",2.1,0.4]
["1996-05-11","12:00:00",2.7,0.8]
["1996-05-12","12:00:00",7.7,0.2]
["1996-05-13","12:00:00",10.8,0]
["1996-05-14","12:00:00",10.4,0]
["1996-05-15","12:00:00",10.5,0]
["1996-05-16","12:00:00",9,0]
["1996-05-17","12:00:00",11.3,0.8]
["1996-05-18","12:00:00",11.3,0.7]
["1996-05-19","12:00:00",9.1999999999999993,0]
["1996-05-20","12:00:00",9.4,0]
["1996-05-21","12:00:00",7.4,0]
["1996-05-22","12:00:00",7.1,2.4]
["1996-05-23","12:00:00",6.9,0]
["1996-05-24","12:00:00",8.5,0]
["1996-05-25","12:00:00",11.9,0]
["1996-05-26","12:00:00",10.3,0.6]
["1996-05-27","12:00:00",5.7,0.2]
["1996-05-28","12:00:00",10.5,1.2]
["1996-05-29","12:00:00",9.9,4.2]
["1996-05-30","12:00:00",9.6,0]
["1996-05-31","12:00:00",8.6999999999999993,0.6]
["1996-06-01","12:00:00",12.2,0]
["1996-06-02","12:00:00",13.6,0]
["1996-06-03","12:00:00",15.3,0]
["1996-06-04","12:00:00",14.9,1.8]
["1996-06-05","12:00:00",12.4,0]
["1996-06-06","12:00:00",13.3,0]
["1996-06-07","12:00:00",19.899999999999999,0]
["1996-06-08","12:00:00",18.399999999999999,0]
["1996-06-09","12:00:00",16.100000000000001,0]
["1996-06-10","12:00:00",14.2,0]
["1996-06-11","12:00:00",13.2,0]
["1996-06-12","12:00:00",11.6,0]
["1996-06-13","12:00:00",15.2,0]
["1996-06-14","12:00:00",14.8,0]
["1996-06-15","12:00:00",16.7,0]
["1996-06-16","12:00:00",15.3,0]
["1996-06-17","12:00:00",15.8,4.4000000000000004]
["1996-06-18","12:00:00",8.1999999999999993,30.4]
["1996-06-19","12:00:00",11.6,0]
["1996-06-20","12:00:00",9.8000000000000007,0.2]
["1996-06-21","12:00:00",10.1,0]
["1996-06-22","12:00:00",6.6,5]
["1996-06-23","12:00:00",9.1,0.4]
["1996-06-24","12:00:00",7.4,13.8]
["1996-06-25","12:00:00",12,0.2]
["1996-06-26","12:00:00",13.3,0]
["1996-06-27","12:00:00",15.5,3]
["1996-06-28","12:00:00",15.8,0]
["1996-06-29","12:00:00",14.6,0]
["1996-06-30","12:00:00",14.5,0]
["1996-07-01","12:00:00",17.100000000000001,0]
["1996-07-02","12:00:00",16.399999999999999,0]
["1996-07-03","12:00:00",20.5,0]
["1996-07-04","12:00:00",18.899999999999999,2]
["1996-07-05","12:00:00",13.5,3.2]
["1996-07-06","12:00:00",14.6,0]
["1996-07-07","12:00:00",12.5,0]
["1996-07-08","12:00:00",15.6,0.3]
["1996-07-09","12:00:00",19.5,1.8]
["1996-07-10","12:00:00",14.4,0]
["1996-07-11","12:00:00",14.2,0]
["1996-07-12","12:00:00",16.7,0]
["1996-07-13","12:00:00",16,0.4]
["1996-07-14","12:00:00",16.7,0]
["1996-07-15","12:00:00",19.7,0]
["1996-07-16","12:00:00",16.7,12.4]
["1996-07-17","12:00:00",14.5,0.4]
["1996-07-18","12:00:00",17.2,0]
["1996-07-19","12:00:00",12.4,0]
["1996-07-20","12:00:00",13,0]
["1996-07-21","12:00:00",14.5,0.2]
["1996-07-22","12:00:00",16.399999999999999,0.8]
["1996-07-23","12:00:00",17.2,0]
["1996-07-24","12:00:00",17.399999999999999,9.1999999999999993]
["1996-07-25","12:00:00",14.9,11.2]
["1996-07-26","12:00:00",15.3,0]
["1996-07-27","12:00:00",16.899999999999999,0]
["1996-07-28","12:00:00",18,0]
["1996-07-29","12:00:00",19.2,0]
["1996-07-30","12:00:00",20.2,0]
["1996-07-31","12:00:00",19,0]
["1996-08-01","12:00:00",17.600000000000001,0]
["1996-08-02","12:00:00",17.5,0]
["1996-08-03","12:00:00",12.1,16.399999999999999]
["1996-08-04","12:00:00",14.7,0]
["1996-08-05","12:00:00",11,4.4000000000000004]
["1996-08-06","12:00:00",16,0.2]
["1996-08-07","12:00:00",13.8,0]
["1996-08-08","12:00:00",15.4,0]
["1996-08-09","12:00:00",19.5,0]
["1996-08-10","12:00:00",19.399999999999999,0]
["1996-08-11","12:00:00",19.100000000000001,0]
["1996-08-12","12:00:00",18.5,0]
["1996-08-13","12:00:00",16.399999999999999,0]
["1996-08-14","12:00:00",18.2,0]
["1996-08-15","12:00:00",18.2,0]
["1996-08-16","12:00:00",16.5,0]
["1996-08-17","12:00:00",13.5,0]
["1996-08-18","12:00:00",11.1,0]
["1996-08-19","12:00:00",13,0]
["1996-08-20","12:00:00",15.7,0]
["1996-08-21","12:00:00",13.2,0]
["1996-08-22","12:00:00",15.1,0]
["1996-08-23","12:00:00",19,0]
["1996-08-24","12:00:00",18.399999999999999,0]
["1996-08-25","12:00:00",18.899999999999999,0]
["1996-08-26","12:00:00",20,0]
["1996-08-27","12:00:00",20,0]
["1996-08-28","12:00:00",19.600000000000001,0]
["1996-08-29","12:00:00",21.3,0]
["1996-08-30","12:00:00",22.7,0]
["1996-08-31","12:00:00",16.899999999999999,0]
["1996-09-01","12:00:00",14.5,0]
["1996-09-02","12:00:00",12.1,0]
["1996-09-03","12:00:00",9.4,2.2000000000000002]
["1996-09-04","12:00:00",6.3,2]
["1996-09-05","12:00:00",9,1.8]
["1996-09-06","12:00:00",8.5,0]
["1996-09-07","12:00:00",10.5,0]
["1996-09-08","12:00:00",14.2,0]
["1996-09-09","12:00:00",10.4,0]
["1996-09-10","12:00:00",13.3,0]
["1996-09-11","12:00:00",14.6,0]
["1996-09-12","12:00:00",15.6,0]
["1996-09-13","12:00:00",16.2,0]
["1996-09-14","12:00:00",16.399999999999999,0]
["1996-09-15","12:00:00",12.6,0]
["1996-09-16","12:00:00",12.2,0]
["1996-09-17","12:00:00",7.2,13.8]
["1996-09-18","12:00:00",7.2,4.5999999999999996]
["1996-09-19","12:00:00",7,7.4]
["1996-09-20","12:00:00",6.3,2.2000000000000002]
["1996-09-21","12:00:00",5.3,0.4]
["1996-09-22","12:00:00",1.5,4]
["1996-09-23","12:00:00",3.4,0]
["1996-09-24","12:00:00",5,0]
["1996-09-25","12:00:00",4.9000000000000004,0]
["1996-09-26","12:00:00",4.5,0.6]
["1996-09-27","12:00:00",15.1,0]
["1996-09-28","12:00:00",6.3,0]
["1996-09-29","12:00:00",4.3,0]
["1996-09-30","12:00:00",0.3,7.4]
["1996-10-01","12:00:00",-1.2,11]
["1996-10-02","12:00:00",1.9,0]
["1996-10-03","12:00:00",12.6,0]
["1996-10-04","12:00:00",15.6,0]
["1996-10-05","12:00:00",10,5.8]
["1996-10-06","12:00:00",8.1,0]
["1996-10-07","12:00:00",13.8,0]
["1996-10-08","12:00:00",9.4,0]
["1996-10-09","12:00:00",10.3,0]
["1996-10-10","12:00:00",12.6,0]
["1996-10-11","12:00:00",9.5,1.8]
["1996-10-12","12:00:00",5.5,0]
["1996-10-13","12:00:00",9,0]
["1996-10-14","12:00:00",7.9,0]
["1996-10-15","12:00:00",3.5,0]
["1996-10-16","12:00:00",0.5,0.2]
["1996-10-17","12:00:00",-2.4,0]
["1996-10-18","12:00:00",4.3,0]
["1996-10-19","12:00:00",-3.3,0]
["1996-10-20","12:00:00",0.5,0]
["1996-10-21","12:00:00",3.1,0]
["1996-10-22","12:00:00",6,0]
["1996-10-23","12:00:00",4.2,0]
["1996-10-24","12:00:00",2.2999999999999998,0]
["1996-10-25","12:00:00",-1.7,0]
["1996-10-26","12:00:00",-1.3,0]
["1996-10-27","12:00:00",6.7,0]
["1996-10-28","12:00:00",1.2,3.6]
["1996-10-29","12:00:00",-10.8,1]
["1996-10-30","12:00:00",-6.4,0]
["1996-10-31","12:00:00",-1.8,0]
["1996-11-01","12:00:00",4.4000000000000004,0]
["1996-11-02","12:00:00",8.1999999999999993,0]
["1996-11-03","12:00:00",1.2,0.2]
["1996-11-04","12:00:00",-0.4,0]
["1996-11-05","12:00:00",-1.5,0]
["1996-11-06","12:00:00",1.1000000000000001,0]
["1996-11-07","12:00:00",-0.7,0.2]
["1996-11-08","12:00:00",2.4,0.4]
["1996-11-09","12:00:00",-2.2999999999999998,0.6]
["1996-11-10","12:00:00",-5.3,0.4]
["1996-11-11","12:00:00",-7.9,1.4]
["1996-11-12","12:00:00",-7.9,0]
["1996-11-13","12:00:00",-5.9,0.5]
["1996-11-14","12:00:00",-7.3,10.5]
["1996-11-15","12:00:00",-14.4,0.6]
["1996-11-16","12:00:00",-20.100000000000001,0.6]
["1996-11-17","12:00:00",-19.100000000000001,1.4]
["1996-11-18","12:00:00",-20.5,1]
["1996-11-19","12:00:00",-21,3]
["1996-11-20","12:00:00",-24.5,0]
["1996-11-21","12:00:00",-26.3,0.2]
["1996-11-22","12:00:00",-23,1]
["1996-11-23","12:00:00",-27.1,0]
["1996-11-24","12:00:00",-23.9,0]
["1996-11-25","12:00:00",-18.600000000000001,0]
["1996-11-26","12:00:00",-6.6,0]
["1996-11-27","12:00:00",1.2,0]
["1996-11-28","12:00:00",-2.5,8]
["1996-11-29","12:00:00",-12.3,0]
["1996-11-30","12:00:00",-10.1,0]
["1996-12-01","12:00:00",-4.5,0]
["1996-12-02","12:00:00",-8.9,0]
["1996-12-03","12:00:00",-9.1,0]
["1996-12-04","12:00:00",-5.8,0]
["1996-12-05","12:00:00",-1.8,0]
["1996-12-06","12:00:00",-2.8,0]
["1996-12-07","12:00:00",-4.8,0]
["1996-12-08","12:00:00",-4.9000000000000004,0]
["1996-12-09","12:00:00",-9.8000000000000007,0.4]
["1996-12-10","12:00:00",-6.4,0]
["1996-12-11","12:00:00",-4.5,0.4]
["1996-12-12","12:00:00",-9,0]
["1996-12-13","12:00:00",-11.8,0]
["1996-12-14","12:00:00",-3.9,0]
["1996-12-15","12:00:00",-3.3,0.8]
["1996-12-16","12:00:00",-12.1,0]
["1996-12-17","12:00:00",-17.100000000000001,0]
["1996-12-18","12:00:00",-9.5,0.8]
["1996-12-19","12:00:00",-3.1,0.7]
["1996-12-20","12:00:00",-10.1,3]
["1996-12-21","12:00:00",-25.7,0.8]
["1996-12-22","12:00:00",-30.6,0.8]
["1996-12-23","12:00:00",-30.8,0.8]
["1996-12-24","12:00:00",-27.4,0]
["1996-12-25","12:00:00",-23.3,0]
["1996-12-26","12:00:00",-26.8,0]
["1996-12-27","12:00:00",-25,5]
["1996-12-28","12:00:00",-32.6,0]
["1996-12-29","12:00:00",-30.6,4.8]
["1996-12-30","12:00:00",-24,0]
["1996-12-31","12:00:00",-22.5,0]
["1997-01-01","12:00:00",-5.8,0]
["1997-01-02","12:00:00",-5.8,0]
["1997-01-03","12:00:00",-11.6,1.4]
["1997-01-04","12:00:00",-8.1999999999999993,0]
["1997-01-05","12:00:00",-12.3,0]
["1997-01-06","12:00:00",-5.9,0]
["1997-01-07","12:00:00",0.4,0]
["1997-01-08","12:00:00",-5.6,5.2]
["1997-01-09","12:00:00",-18.100000000000001,2]
["1997-01-10","12:00:00",-25.3,3.8]
["1997-01-11","12:00:00",-30.4,0]
["1997-01-12","12:00:00",-21.8,0]
["1997-01-13","12:00:00",-10.3,0]
["1997-01-14","12:00:00",-7,0]
["1997-01-15","12:00:00",-12.6,0.2]
["1997-01-16","12:00:00",-14.9,0]
["1997-01-17","12:00:00",-5.6,0]
["1997-01-18","12:00:00",0.9,0]
["1997-01-19","12:00:00",-3.9,0]
["1997-01-20","12:00:00",-4.5,0.2]
["1997-01-21","12:00:00",-10.199999999999999,2.4]
["1997-01-22","12:00:00",-14.6,0.2]
["1997-01-23","12:00:00",-21.2,2.4]
["1997-01-24","12:00:00",-30.2,0.7]
["1997-01-25","12:00:00",-33.9,0]
["1997-01-26","12:00:00",-28.5,0]
["1997-01-27","12:00:00",-26.2,0]
["1997-01-28","12:00:00",-16.600000000000001,0]
["1997-01-29","12:00:00",-1.8,0]
["1997-01-30","12:00:00",4.0999999999999996,0]
["1997-01-31","12:00:00",1.4,0]
["1997-02-01","12:00:00",-5.2,0]
["1997-02-02","12:00:00",-3.1,0]
["1997-02-03","12:00:00",-4,0]
["1997-02-04","12:00:00",-7,0]
["1997-02-05","12:00:00",-5.2,0]
["1997-02-06","12:00:00",-6.7,0]
["1997-02-07","12:00:00",-5.3,0]
["1997-02-08","12:00:00",-5.8,0]
["1997-02-09","12:00:00",-5.7,0]
["1997-02-10","12:00:00",-5.0999999999999996,0]
["1997-02-11","12:00:00",-10.8,0]
["1997-02-12","12:00:00",-4.2,0]
["1997-02-13","12:00:00",-5.4,0]
["1997-02-14","12:00:00",-2.8,0]
["1997-02-15","12:00:00",-0.1,0]
["1997-02-16","12:00:00",8.3000000000000007,0]
["1997-02-17","12:00:00",1.9,0.2]
["1997-02-18","12:00:00",-0.9,0.2]
["1997-02-19","12:00:00",-0.4,0]
["1997-02-20","12:00:00",1.2,0]
["1997-02-21","12:00:00",-1,0]
["1997-02-22","12:00:00",-3.3,0.8]
["1997-02-23","12:00:00",-0.2,0]
["1997-02-24","12:00:00",5.7,0]
["1997-02-25","12:00:00",3.2,0]
["1997-02-26","12:00:00",-3.5,2.2999999999999998]
["1997-02-27","12:00:00",-5.8,0.2]
["1997-02-28","12:00:00",-7.9,0]
["1997-03-01","12:00:00",-10.5,3]
["1997-03-02","12:00:00",-11.2,2.6]
["1997-03-03","12:00:00",-16.100000000000001,1.2]
["1997-03-04","12:00:00",-16.8,0]
["1997-03-05","12:00:00",-14.3,0]
["1997-03-06","12:00:00",-9.3000000000000007,0]
["1997-03-07","12:00:00",-0.5,0]
["1997-03-08","12:00:00",-0.5,0]
["1997-03-09","12:00:00",-0.3,0]
["1997-03-10","12:00:00",1.3,0.2]
["1997-03-11","12:00:00",-6.9,3.3]
["1997-03-12","12:00:00",-14.3,4.5999999999999996]
["1997-03-13","12:00:00",-19.7,0]
["1997-03-14","12:00:00",-19.8,0]
["1997-03-15","12:00:00",-15.7,0.2]
["1997-03-16","12:00:00",-12.4,0]
["1997-03-17","12:00:00",-13.2,0]
["1997-03-18","12:00:00",-0.2,0]
["1997-03-19","12:00:00",7.5,0]
["1997-03-20","12:00:00",4.8,0.6]
["1997-03-21","12:00:00",2,0]
["1997-03-22","12:00:00",2,0]
["1997-03-23","12:00:00",0.8,0.8]
["1997-03-24","12:00:00",1.5,0]
["1997-03-25","12:00:00",11.4,0]
["1997-03-26","12:00:00",4.9000000000000004,0]
["1997-03-27","12:00:00",3.4,0]
["1997-03-28","12:00:00",2.2999999999999998,0.6]
["1997-03-29","12:00:00",2.8,0]
["1997-03-30","12:00:00",7.1,0]
["1997-03-31","12:00:00",5,0]
["1997-04-01","12:00:00",-0.1,0]
["1997-04-02","12:00:00",4.9000000000000004,0]
["1997-04-03","12:00:00",1.6,0.9]
["1997-04-04","12:00:00",-5.9,0]
["1997-04-05","12:00:00",-5.8,0]
["1997-04-06","12:00:00",-7.5,0]
["1997-04-07","12:00:00",-9.5,0.2]
["1997-04-08","12:00:00",-9.5,1.5]
["1997-04-09","12:00:00",-6.9,0.6]
["1997-04-10","12:00:00",-6.4,0]
["1997-04-11","12:00:00",-2.2999999999999998,0]
["1997-04-12","12:00:00",2.7,0]
["1997-04-13","12:00:00",5.0999999999999996,0]
["1997-04-14","12:00:00",1.3,0]
["1997-04-15","12:00:00",5.0999999999999996,0]
["1997-04-16","12:00:00",13.2,0]
["1997-04-17","12:00:00",7.4,0]
["1997-04-18","12:00:00",4.3,0]
["1997-04-19","12:00:00",7.3,0]
["1997-04-20","12:00:00",8.8000000000000007,5.4]
["1997-04-21","12:00:00",6.5,1.6]
["1997-04-22","12:00:00",4,0.4]
["1997-04-23","12:00:00",2.8,0]
["1997-04-24","12:00:00",5.4,0]
["1997-04-25","12:00:00",5.5,0]
["1997-04-26","12:00:00",9,0]
["1997-04-27","12:00:00",8.4,0.8]
["1997-04-28","12:00:00",6.5,0]
["1997-04-29","12:00:00",5.6,0]
["1997-04-30","12:00:00",4.5,1.2]
["1997-05-01","12:00:00",3.9,3]
["1997-05-02","12:00:00",6.3,0]
["1997-05-03","12:00:00",8,0]
["1997-05-04","12:00:00",7.8,0]
["1997-05-05","12:00:00",9.1999999999999993,0]
["1997-05-06","12:00:00",10.1,0]
["1997-05-07","12:00:00",6.3,0]
["1997-05-08","12:00:00",9.5,0]
["1997-05-09","12:00:00",13.7,0]
["1997-05-10","12:00:00",9.1,0]
["1997-05-11","12:00:00",9.6999999999999993,0]
["1997-05-12","12:00:00",15.4,0]
["1997-05-13","12:00:00",10.6,0]
["1997-05-14","12:00:00",15.2,0]
["1997-05-15","12:00:00",18.600000000000001,0]
["1997-05-16","12:00:00",15.7,0]
["1997-05-17","12:00:00",7.6,3.8]
["1997-05-18","12:00:00",5,1]
["1997-05-19","12:00:00",4.5999999999999996,8.4]
["1997-05-20","12:00:00",0.9,24.6]
["1997-05-21","12:00:00",0.3,1.8]
["1997-05-22","12:00:00",2.2999999999999998,0]
["1997-05-23","12:00:00",6.3,0.6]
["1997-05-24","12:00:00",5.4,10.4]
["1997-05-25","12:00:00",6.7,17.899999999999999]
["1997-05-26","12:00:00",7.5,24.6]
["1997-05-27","12:00:00",11.3,0]
["1997-05-28","12:00:00",11.3,0]
["1997-05-29","12:00:00",14.4,0]
["1997-05-30","12:00:00",16.399999999999999,0]
["1997-05-31","12:00:00",18.5,4.5999999999999996]
["1997-06-01","12:00:00",16.399999999999999,0]
["1997-06-02","12:00:00",13.5,0]
["1997-06-03","12:00:00",12.2,0.2]
["1997-06-04","12:00:00",15.2,1.8]
["1997-06-05","12:00:00",14.8,4.4000000000000004]
["1997-06-06","12:00:00",13.5,12]
["1997-06-07","12:00:00",13.3,0]
["1997-06-08","12:00:00",15.6,0]
["1997-06-09","12:00:00",15.2,2]
["1997-06-10","12:00:00",16.100000000000001,0]
["1997-06-11","12:00:00",13.5,42]
["1997-06-12","12:00:00",16.5,23.8]
["1997-06-13","12:00:00",16.7,0]
["1997-06-14","12:00:00",15.5,1.5]
["1997-06-15","12:00:00",15.9,0]
["1997-06-16","12:00:00",15.4,3.2]
["1997-06-17","12:00:00",16.2,0]
["1997-06-18","12:00:00",15,0.4]
["1997-06-19","12:00:00",12.8,0]
["1997-06-20","12:00:00",10.1,0]
["1997-06-21","12:00:00",12.1,9]
["1997-06-22","12:00:00",12.9,10.7]
["1997-06-23","12:00:00",12.1,0.4]
["1997-06-24","12:00:00",11.8,19]
["1997-06-25","12:00:00",14.1,0]
["1997-06-26","12:00:00",15.6,0]
["1997-06-27","12:00:00",13.2,0]
["1997-06-28","12:00:00",12.2,0]
["1997-06-29","12:00:00",6.9,8]
["1997-06-30","12:00:00",8.3000000000000007,0]
["1997-07-01","12:00:00",11.6,0]
["1997-07-02","12:00:00",12.7,0]
["1997-07-03","12:00:00",13.6,0]
["1997-07-04","12:00:00",13.9,0]
["1997-07-05","12:00:00",17.399999999999999,0]
["1997-07-06","12:00:00",15.3,0.5]
["1997-07-07","12:00:00",15.3,0]
["1997-07-08","12:00:00",18.3,0]
["1997-07-09","12:00:00",17.5,0]
["1997-07-10","12:00:00",13.6,0]
["1997-07-11","12:00:00",11.3,0]
["1997-07-12","12:00:00",13.8,0.8]
["1997-07-13","12:00:00",15.9,0]
["1997-07-14","12:00:00",16.2,0]
["1997-07-15","12:00:00",15.6,0]
["1997-07-16","12:00:00",16.399999999999999,0]
["1997-07-17","12:00:00",15.4,1.4]
["1997-07-18","12:00:00",16.2,3.4]
["1997-07-19","12:00:00",15.3,0]
["1997-07-20","12:00:00",18.3,0]
["1997-07-21","12:00:00",19.8,0]
["1997-07-22","12:00:00",19.2,0.8]
["1997-07-23","12:00:00",17.3,0]
["1997-07-24","12:00:00",15,2]
["1997-07-25","12:00:00",14,8]
["1997-07-26","12:00:00",14.3,0]
["1997-07-27","12:00:00",14.1,0]
["1997-07-28","12:00:00",17,0]
["1997-07-29","12:00:00",20.6,0]
["1997-07-30","12:00:00",22.1,0]
["1997-07-31","12:00:00",19.7,0]
["1997-08-01","12:00:00",19.5,0]
["1997-08-02","12:00:00",16.399999999999999,4]
["1997-08-03","12:00:00",18.600000000000001,0]
["1997-08-04","12:00:00",21.3,0]
["1997-08-05","12:00:00",21.6,0]
["1997-08-06","12:00:00",23.5,0.6]
["1997-08-07","12:00:00",20,0.2]
["1997-08-08","12:00:00",10.1,12.2]
["1997-08-09","12:00:00",10.8,0]
["1997-08-10","12:00:00",12.6,0]
["1997-08-11","12:00:00",1,0]
["1997-08-12","12:00:00",15.7,3.2]
["1997-08-13","12:00:00",16.5,0.4]
["1997-08-14","12:00:00",17.7,2]
["1997-08-15","12:00:00",10.6,29.8]
["1997-08-16","12:00:00",10.7,1.8]
["1997-08-17","12:00:00",13.4,0.2]
["1997-08-18","12:00:00",13.8,0.4]
["1997-08-19","12:00:00",15,0]
["1997-08-20","12:00:00",15.8,0]
["1997-08-21","12:00:00",19.100000000000001,0.2]
["1997-08-22","12:00:00",17.899999999999999,0]
["1997-08-23","12:00:00",17.8,0]
["1997-08-24","12:00:00",14.3,0]
["1997-08-25","12:00:00",15.5,2.8]
["1997-08-26","12:00:00",16.5,0]
["1997-08-27","12:00:00",19.399999999999999,0]
["1997-08-28","12:00:00",15.2,0]
["1997-08-29","12:00:00",14.1,0]
["1997-08-30","12:00:00",12.7,0]
["1997-08-31","12:00:00",9.8000000000000007,0]
["1997-09-01","12:00:00",14.6,0]
["1997-09-02","12:00:00",18.100000000000001,0]
["1997-09-03","12:00:00",19.2,7.8]
["1997-09-04","12:00:00",13.8,0.6]
["1997-09-05","12:00:00",12.7,4]
["1997-09-06","12:00:00",13.5,0.4]
["1997-09-07","12:00:00",12.5,0]
["1997-09-08","12:00:00",12.3,0]
["1997-09-09","12:00:00",15.1,0]
["1997-09-10","12:00:00",15.9,0]
["1997-09-11","12:00:00",16.600000000000001,1.4]
["1997-09-12","12:00:00",9.1999999999999993,7.2]
["1997-09-13","12:00:00",7.4,0]
["1997-09-14","12:00:00",9.4,1.2]
["1997-09-15","12:00:00",11.5,3.8]
["1997-09-16","12:00:00",9.9,0]
["1997-09-17","12:00:00",4.8,8]
["1997-09-18","12:00:00",6,3.4]
["1997-09-19","12:00:00",8.5,0]
["1997-09-20","12:00:00",13.4,0]
["1997-09-21","12:00:00",14.4,0]
["1997-09-22","12:00:00",15,0]
["1997-09-23","12:00:00",18.7,0]
["1997-09-24","12:00:00",16.5,0]
["1997-09-25","12:00:00",15.2,0]
["1997-09-26","12:00:00",15.9,0]
["1997-09-27","12:00:00",12.6,0]
["1997-09-28","12:00:00",15.1,0]
["1997-09-29","12:00:00",12.1,0]
["1997-09-30","12:00:00",14.1,0]
["1997-10-01","12:00:00",12,0]
["1997-10-02","12:00:00",12.5,0]
["1997-10-03","12:00:00",9.5,0]
["1997-10-04","12:00:00",6.3,0]
["1997-10-05","12:00:00",5.0999999999999996,0]
["1997-10-06","12:00:00",3.9,0]
["1997-10-07","12:00:00",0.8,10.8]
["1997-10-08","12:00:00",-2.7,0]
["1997-10-09","12:00:00",-1.9,2.2000000000000002]
["1997-10-10","12:00:00",4.0999999999999996,0]
["1997-10-11","12:00:00",3.9,0]
["1997-10-12","12:00:00",0.9,0]
["1997-10-13","12:00:00",1.7,0]
["1997-10-14","12:00:00",10.199999999999999,0]
["1997-10-15","12:00:00",9.3000000000000007,0]
["1997-10-16","12:00:00",15.1,0]
["1997-10-17","12:00:00",3.9,0]
["1997-10-18","12:00:00",3.6,0.2]
["1997-10-19","12:00:00",0.6,0]
["1997-10-20","12:00:00",0.6,0]
["1997-10-21","12:00:00",6.8,0]
["1997-10-22","12:00:00",4.4000000000000004,0.2]
["1997-10-23","12:00:00",0.2,0.4]
["1997-10-24","12:00:00",-2.1,1]
["1997-10-25","12:00:00",3.3,0]
["1997-10-26","12:00:00",10.9,0]
["1997-10-27","12:00:00",3.9,0]
["1997-10-28","12:00:00",-1.3,0]
["1997-10-29","12:00:00",4.5,0]
["1997-10-30","12:00:00",8.4,0]
["1997-10-31","12:00:00",8.6,0]
["1997-11-01","12:00:00",5.6,0]
["1997-11-02","12:00:00",1.1000000000000001,0]
["1997-11-03","12:00:00",6.7,0]
["1997-11-04","12:00:00",6.1,0]
["1997-11-05","12:00:00",7.7,0]
["1997-11-06","12:00:00",3.8,0]
["1997-11-07","12:00:00",-2.2000000000000002,0.6]
["1997-11-08","12:00:00",-4.4000000000000004,0]
["1997-11-09","12:00:00",-5.8,0]
["1997-11-10","12:00:00",-10.4,0]
["1997-11-11","12:00:00",-4.2,0]
["1997-11-12","12:00:00",1.3,0]
["1997-11-13","12:00:00",-3.4,0]
["1997-11-14","12:00:00",-8.4,0]
["1997-11-15","12:00:00",-1.9,0]
["1997-11-16","12:00:00",-4.5,0]
["1997-11-17","12:00:00",-7.2,0]
["1997-11-18","12:00:00",-2.2000000000000002,0]
["1997-11-19","12:00:00",-6.3,0]
["1997-11-20","12:00:00",-6.2,0]
["1997-11-21","12:00:00",-5.7,0]
["1997-11-22","12:00:00",-2.9,0]
["1997-11-23","12:00:00",0.4,0]
["1997-11-24","12:00:00",3.4,0]
["1997-11-25","12:00:00",-2.2000000000000002,0]
["1997-11-26","12:00:00",-3.8,0]
["1997-11-27","12:00:00",-1,0]
["1997-11-28","12:00:00",3.1,0]
["1997-11-29","12:00:00",-2.2999999999999998,0]
["1997-11-30","12:00:00",0.4,0]
["1997-12-01","12:00:00",-1.9,0]
["1997-12-02","12:00:00",-4,0]
["1997-12-03","12:00:00",-1.8,0]
["1997-12-04","12:00:00",-11.3,0.3]
["1997-12-05","12:00:00",-12.6,0.2]
["1997-12-06","12:00:00",-12.3,0]
["1997-12-07","12:00:00",-16.7,0]
["1997-12-08","12:00:00",-12.9,0.2]
["1997-12-09","12:00:00",-3,0.2]
["1997-12-10","12:00:00",-1.9,0]
["1997-12-11","12:00:00",1.4,0]
["1997-12-12","12:00:00",5.3,0]
["1997-12-13","12:00:00",5.6,0]
["1997-12-14","12:00:00",9.1999999999999993,0]
["1997-12-15","12:00:00",-0.5,0]
["1997-12-16","12:00:00",-0.9,0]
["1997-12-17","12:00:00",1.5,0]
["1997-12-18","12:00:00",-7.8,5.4]
["1997-12-19","12:00:00",-7.2,0]
["1997-12-20","12:00:00",-0.3,0]
["1997-12-21","12:00:00",-6.6,0]
["1997-12-22","12:00:00",-5.6,0]
["1997-12-23","12:00:00",0.8,0]
["1997-12-24","12:00:00",-1.5,0]
["1997-12-25","12:00:00",-2.2999999999999998,0]
["1997-12-26","12:00:00",0.5,0]
["1997-12-27","12:00:00",1.1000000000000001,0]
["1997-12-28","12:00:00",2.2999999999999998,0]
["1997-12-29","12:00:00",1.3,0]
["1997-12-30","12:00:00",-2.1,0]
["1997-12-31","12:00:00",5,0]
["1998-01-01","12:00:00",-11.6,0.8]
["1998-01-02","12:00:00",-26.5,3.2]
["1998-01-03","12:00:00",-24.6,0]
["1998-01-04","12:00:00",-25.3,0.4]
["1998-01-05","12:00:00",-22.8,0]
["1998-01-06","12:00:00",-22.2,1.4]
["1998-01-07","12:00:00",-21.4,4]
["1998-01-08","12:00:00",-25.2,2.6]
["1998-01-09","12:00:00",-25.6,0]
["1998-01-10","12:00:00",-28.8,0]
["1998-01-11","12:00:00",-30.2,0]
["1998-01-12","12:00:00",-24.7,0]
["1998-01-13","12:00:00",-21.3,1.8]
["1998-01-14","12:00:00",-9.8000000000000007,0]
["1998-01-15","12:00:00",-8.5,0]
["1998-01-16","12:00:00",-14.8,0]
["1998-01-17","12:00:00",-9.6,0]
["1998-01-18","12:00:00",-8.3000000000000007,0]
["1998-01-19","12:00:00",-10.3,0.2]
["1998-01-20","12:00:00",-12.8,1]
["1998-01-21","12:00:00",-7.5,0.2]
["1998-01-22","12:00:00",-9.3000000000000007,0]
["1998-01-23","12:00:00",-10.1,0]
["1998-01-24","12:00:00",-1.9,0]
["1998-01-25","12:00:00",-1.1000000000000001,0]
["1998-01-26","12:00:00",-0.7,0]
["1998-01-27","12:00:00",-2.8,0]
["1998-01-28","12:00:00",-4.5,0]
["1998-01-29","12:00:00",1.8,0]
["1998-01-30","12:00:00",2.9,0]
["1998-01-31","12:00:00",-4.0999999999999996,0]
["1998-02-01","12:00:00",-7.1,0]
["1998-02-02","12:00:00",-8.8000000000000007,0]
["1998-02-03","12:00:00",-5.6,0]
["1998-02-04","12:00:00",-6.9,0]
["1998-02-05","12:00:00",-6.7,0]
["1998-02-06","12:00:00",-10.6,0]
["1998-02-07","12:00:00",-4.9000000000000004,0]
["1998-02-08","12:00:00",-8.3000000000000007,0]
["1998-02-09","12:00:00",-0.2,0]
["1998-02-10","12:00:00",-2.2999999999999998,0]
["1998-02-11","12:00:00",2.2999999999999998,0]
["1998-02-12","12:00:00",-0.5,0]
["1998-02-13","12:00:00",4.2,0]
["1998-02-14","12:00:00",-0.9,0]
["1998-02-15","12:00:00",-2,0]
["1998-02-16","12:00:00",-3.1,0]
["1998-02-17","12:00:00",-3.2,0]
["1998-02-18","12:00:00",0.1,0]
["1998-02-19","12:00:00",2.6,0]
["1998-02-20","12:00:00",3.7,0]
["1998-02-21","12:00:00",5.9,0]
["1998-02-22","12:00:00",3.4,0]
["1998-02-23","12:00:00",0.7,0]
["1998-02-24","12:00:00",-2.6,4]
["1998-02-25","12:00:00",-6.8,0]
["1998-02-26","12:00:00",-9.4,0]
["1998-02-27","12:00:00",-7.2,0]
["1998-02-28","12:00:00",-7.4,0]
["1998-03-01","12:00:00",-5.0999999999999996,0]
["1998-03-02","12:00:00",-6.4,0]
["1998-03-03","12:00:00",-7.1,1.2]
["1998-03-04","12:00:00",-7.5,1]
["1998-03-05","12:00:00",-10.7,0.2]
["1998-03-06","12:00:00",-12.2,0]
["1998-03-07","12:00:00",-13.2,0.6]
["1998-03-08","12:00:00",-16.2,4]
["1998-03-09","12:00:00",-17,5]
["1998-03-10","12:00:00",-19.5,0.4]
["1998-03-11","12:00:00",-2.9,0]
["1998-03-12","12:00:00",3.1,0]
["1998-03-13","12:00:00",-2.4,0]
["1998-03-14","12:00:00",-1.9,0]
["1998-03-15","12:00:00",4.2,0]
["1998-03-16","12:00:00",-1.3,25]
["1998-03-17","12:00:00",-6,11.2]
["1998-03-18","12:00:00",-7.3,0]
["1998-03-19","12:00:00",-4.8,0]
["1998-03-20","12:00:00",-4.8,0]
["1998-03-21","12:00:00",-4.9000000000000004,0]
["1998-03-22","12:00:00",-1.4,10.6]
["1998-03-23","12:00:00",-2.2000000000000002,0.2]
["1998-03-24","12:00:00",2.2000000000000002,0]
["1998-03-25","12:00:00",3.5,0]
["1998-03-26","12:00:00",3.2,0]
["1998-03-27","12:00:00",-1,0]
["1998-03-28","12:00:00",-3.3,0]
["1998-03-29","12:00:00",-4.0999999999999996,0]
["1998-03-30","12:00:00",0.8,0]
["1998-03-31","12:00:00",3.5,0]
["1998-04-01","12:00:00",1.5,0]
["1998-04-02","12:00:00",4.2,0]
["1998-04-03","12:00:00",5.8,0]
["1998-04-04","12:00:00",3.1,0]
["1998-04-05","12:00:00",4,0]
["1998-04-06","12:00:00",3.3,0]
["1998-04-07","12:00:00",5,1.6]
["1998-04-08","12:00:00",4.5999999999999996,14.2]
["1998-04-09","12:00:00",2.6,3.8]
["1998-04-10","12:00:00",3,0]
["1998-04-11","12:00:00",4.8,0]
["1998-04-12","12:00:00",2.5,0]
["1998-04-13","12:00:00",-1.1000000000000001,3.4]
["1998-04-14","12:00:00",0.4,0]
["1998-04-15","12:00:00",3.1,0.8]
["1998-04-16","12:00:00",2.5,0.4]
["1998-04-17","12:00:00",4,0]
["1998-04-18","12:00:00",6,0]
["1998-04-19","12:00:00",6.5,1]
["1998-04-20","12:00:00",7.4,0]
["1998-04-21","12:00:00",11.7,0]
["1998-04-22","12:00:00",11.5,0]
["1998-04-23","12:00:00",13,0]
["1998-04-24","12:00:00",11.5,16]
["1998-04-25","12:00:00",8.8000000000000007,0]
["1998-04-26","12:00:00",9.1999999999999993,0]
["1998-04-27","12:00:00",14.3,0]
["1998-04-28","12:00:00",12.5,0]
["1998-04-29","12:00:00",14.2,0]
["1998-04-30","12:00:00",10.8,0]
["1998-05-01","12:00:00",12.7,0]
["1998-05-02","12:00:00",14.4,0]
["1998-05-03","12:00:00",15.8,0]
["1998-05-04","12:00:00",11.7,0]
["1998-05-05","12:00:00",11.4,0]
["1998-05-06","12:00:00",8.5,0]
["1998-05-07","12:00:00",12.7,0]
["1998-05-08","12:00:00",14.5,0]
["1998-05-09","12:00:00",12.3,0]
["1998-05-10","12:00:00",11.4,0]
["1998-05-11","12:00:00",10.4,0]
["1998-05-12","12:00:00",10.1,0]
["1998-05-13","12:00:00",11.8,0]
["1998-05-14","12:00:00",11.8,0]
["1998-05-15","12:00:00",8.9,9]
["1998-05-16","12:00:00",9.9,0]
["1998-05-17","12:00:00",7.6,6.6]
["1998-05-18","12:00:00",11.3,5.6]
["1998-05-19","12:00:00",11.4,0]
["1998-05-20","12:00:00",12.9,0]
["1998-05-21","12:00:00",15.7,14]
["1998-05-22","12:00:00",12.2,22.4]
["1998-05-23","12:00:00",15.6,0]
["1998-05-24","12:00:00",14.1,0]
["1998-05-25","12:00:00",12.6,0]
["1998-05-26","12:00:00",14.4,0]
["1998-05-27","12:00:00",13.5,25.8]
["1998-05-28","12:00:00",9.8000000000000007,0.2]
["1998-05-29","12:00:00",12.7,0]
["1998-05-30","12:00:00",12.5,1]
["1998-05-31","12:00:00",15.1,1.8]
["1998-06-01","12:00:00",8.6999999999999993,7]
["1998-06-02","12:00:00",7,0]
["1998-06-03","12:00:00",8.9,0]
["1998-06-04","12:00:00",8.5,4.4000000000000004]
["1998-06-05","12:00:00",9.4,0]
["1998-06-06","12:00:00",10.6,10.199999999999999]
["1998-06-07","12:00:00",9.6,0]
["1998-06-08","12:00:00",10,0]
["1998-06-09","12:00:00",14.9,0]
["1998-06-10","12:00:00",16.8,0]
["1998-06-11","12:00:00",17.2,9.6]
["1998-06-12","12:00:00",13.1,2]
["1998-06-13","12:00:00",12.3,0]
["1998-06-14","12:00:00",12,0]
["1998-06-15","12:00:00",10.7,13.8]
["1998-06-16","12:00:00",11.5,0.4]
["1998-06-17","12:00:00",10.9,0]
["1998-06-18","12:00:00",12.4,19]
["1998-06-19","12:00:00",13,9.6]
["1998-06-20","12:00:00",14,0]
["1998-06-21","12:00:00",13.7,0]
["1998-06-22","12:00:00",14.1,0]
["1998-06-23","12:00:00",15,0.8]
["1998-06-24","12:00:00",17.2,0]
["1998-06-25","12:00:00",16.7,0]
["1998-06-26","12:00:00",11.8,3.2]
["1998-06-27","12:00:00",13.3,2.4]
["1998-06-28","12:00:00",13.5,14]
["1998-06-29","12:00:00",15.2,14]
["1998-06-30","12:00:00",14.4,0]
["1998-07-01","12:00:00",17.3,16.399999999999999]
["1998-07-02","12:00:00",14.7,0.4]
["1998-07-03","12:00:00",14.7,7.2]
["1998-07-04","12:00:00",16.7,53.6]
["1998-07-05","12:00:00",16.3,13.4]
["1998-07-06","12:00:00",17.7,4.2]
["1998-07-07","12:00:00",17.8,0.8]
["1998-07-08","12:00:00",17,7.6]
["1998-07-09","12:00:00",18.100000000000001,0]
["1998-07-10","12:00:00",20.8,2]
["1998-07-11","12:00:00",17.3,1.4]
["1998-07-12","12:00:00",15.6,0]
["1998-07-13","12:00:00",15.3,0]
["1998-07-14","12:00:00",13.9,0]
["1998-07-15","12:00:00",13.7,0]
["1998-07-16","12:00:00",20.9,0]
["1998-07-17","12:00:00",20.2,0]
["1998-07-18","12:00:00",18.5,0]
["1998-07-19","12:00:00",20.399999999999999,3.2]
["1998-07-20","12:00:00",14.5,0]
["1998-07-21","12:00:00",14,0]
["1998-07-22","12:00:00",15.2,0]
["1998-07-23","12:00:00",18.399999999999999,0]
["1998-07-24","12:00:00",20.6,0]
["1998-07-25","12:00:00",20.6,0]
["1998-07-26","12:00:00",20.9,0]
["1998-07-27","12:00:00",21.7,0]
["1998-07-28","12:00:00",19,0]
["1998-07-29","12:00:00",18.399999999999999,0]
["1998-07-30","12:00:00",20.5,0]
["1998-07-31","12:00:00",19.7,22]
["1998-08-01","12:00:00",17.899999999999999,2.6]
["1998-08-02","12:00:00",18.3,0]
["1998-08-03","12:00:00",18.5,0]
["1998-08-04","12:00:00",22.4,0]
["1998-08-05","12:00:00",23,0]
["1998-08-06","12:00:00",17.7,0]
["1998-08-07","12:00:00",16.8,0]
["1998-08-08","12:00:00",17.399999999999999,0]
["1998-08-09","12:00:00",19.5,0]
["1998-08-10","12:00:00",20.3,0]
["1998-08-11","12:00:00",19.5,0]
["1998-08-12","12:00:00",19.3,0]
["1998-08-13","12:00:00",19.600000000000001,0]
["1998-08-14","12:00:00",20.3,0]
["1998-08-15","12:00:00",18.2,10.8]
["1998-08-16","12:00:00",16,2.6]
["1998-08-17","12:00:00",14.7,0]
["1998-08-18","12:00:00",14.5,0]
["1998-08-19","12:00:00",15.5,0]
["1998-08-20","12:00:00",17.2,0]
["1998-08-21","12:00:00",17.5,1.6]
["1998-08-22","12:00:00",16,0.2]
["1998-08-23","12:00:00",15.7,0.2]
["1998-08-24","12:00:00",15.2,0]
["1998-08-25","12:00:00",15.8,0]
["1998-08-26","12:00:00",16.899999999999999,0]
["1998-08-27","12:00:00",17,0]
["1998-08-28","12:00:00",16.5,0]
["1998-08-29","12:00:00",19.8,0]
["1998-08-30","12:00:00",19.100000000000001,0]
["1998-08-31","12:00:00",16.100000000000001,0]
["1998-09-01","12:00:00",16,0]
["1998-09-02","12:00:00",20.100000000000001,0]
["1998-09-03","12:00:00",17.399999999999999,0]
["1998-09-04","12:00:00",14.5,0]
["1998-09-05","12:00:00",12.7,0]
["1998-09-06","12:00:00",16.7,0]
["1998-09-07","12:00:00",21,0]
["1998-09-08","12:00:00",16.100000000000001,0]
["1998-09-09","12:00:00",12.1,0]
["1998-09-10","12:00:00",14.9,0]
["1998-09-11","12:00:00",14.9,0]
["1998-09-12","12:00:00",14.4,0]
["1998-09-13","12:00:00",13.2,0]
["1998-09-14","12:00:00",13.9,0]
["1998-09-15","12:00:00",13.1,0]
["1998-09-16","12:00:00",15.4,0]
["1998-09-17","12:00:00",10.3,9.1999999999999993]
["1998-09-18","12:00:00",11.1,7.8]
["1998-09-19","12:00:00",6.1,2.8]
["1998-09-20","12:00:00",9.6,2.2999999999999998]
["1998-09-21","12:00:00",11.2,0]
["1998-09-22","12:00:00",11.3,0]
["1998-09-23","12:00:00",13.3,0]
["1998-09-24","12:00:00",9.9,0]
["1998-09-25","12:00:00",6.6,3]
["1998-09-26","12:00:00",8.4,0]
["1998-09-27","12:00:00",12.9,0]
["1998-09-28","12:00:00",11.3,0.2]
["1998-09-29","12:00:00",5.5,0.7]
["1998-09-30","12:00:00",8,0]
["1998-10-01","12:00:00",9.1999999999999993,0]
["1998-10-02","12:00:00",6.9,2.4]
["1998-10-03","12:00:00",7.2,0]
["1998-10-04","12:00:00",8.6999999999999993,0]
["1998-10-05","12:00:00",9.3000000000000007,0]
["1998-10-06","12:00:00",13.9,0]
["1998-10-07","12:00:00",14.4,0]
["1998-10-08","12:00:00",11,0]
["1998-10-09","12:00:00",4.5999999999999996,1]
["1998-10-10","12:00:00",1,0]
["1998-10-11","12:00:00",-0.1,0]
["1998-10-12","12:00:00",4,0]
["1998-10-13","12:00:00",8.6,0]
["1998-10-14","12:00:00",7.5,0.2]
["1998-10-15","12:00:00",1.8,4.8]
["1998-10-16","12:00:00",4.2,0]
["1998-10-17","12:00:00",6.5,0]
["1998-10-18","12:00:00",1.4,0]
["1998-10-19","12:00:00",9.1,0]
["1998-10-20","12:00:00",9.1999999999999993,0]
["1998-10-21","12:00:00",11.8,0]
["1998-10-22","12:00:00",12.3,0]
["1998-10-23","12:00:00",9.9,0]
["1998-10-24","12:00:00",6.8,0]
["1998-10-25","12:00:00",8.1999999999999993,0]
["1998-10-26","12:00:00",11.7,0]
["1998-10-27","12:00:00",9.1,0]
["1998-10-28","12:00:00",3.9,3]
["1998-10-29","12:00:00",2.2000000000000002,0]
["1998-10-30","12:00:00",-0.9,0]
["1998-10-31","12:00:00",3.5,0]
["1998-11-01","12:00:00",3.3,7.2]
["1998-11-02","12:00:00",1.2,0.8]
["1998-11-03","12:00:00",0.7,0]
["1998-11-04","12:00:00",-0.9,0]
["1998-11-05","12:00:00",-1.8,0.3]
["1998-11-06","12:00:00",-3.3,0.4]
["1998-11-07","12:00:00",-4.8,0]
["1998-11-08","12:00:00",-4.2,2.6]
["1998-11-09","12:00:00",-4.7,0]
["1998-11-10","12:00:00",-7.5,0]
["1998-11-11","12:00:00",-10.8,0.2]
["1998-11-12","12:00:00",-2.1,0]
["1998-11-13","12:00:00",2.5,0]
["1998-11-14","12:00:00",-4.8,0]
["1998-11-15","12:00:00",-6,0.4]
["1998-11-16","12:00:00",-9.5,0.8]
["1998-11-17","12:00:00",-8.3000000000000007,0.8]
["1998-11-18","12:00:00",-5.5,0]
["1998-11-19","12:00:00",-4.9000000000000004,0]
["1998-11-20","12:00:00",1.8,0]
["1998-11-21","12:00:00",0.5,0]
["1998-11-22","12:00:00",1.2,0]
["1998-11-23","12:00:00",-3.8,0]
["1998-11-24","12:00:00",0.9,0]
["1998-11-25","12:00:00",3.5,0]
["1998-11-26","12:00:00",5.0999999999999996,0.6]
["1998-11-27","12:00:00",-0.4,0]
["1998-11-28","12:00:00",-5,0]
["1998-11-29","12:00:00",-7.1,0]
["1998-11-30","12:00:00",-1.9,0]
["1998-12-01","12:00:00",-0.9,3.8]
["1998-12-02","12:00:00",-2.8,0]
["1998-12-03","12:00:00",-6.9,0]
["1998-12-04","12:00:00",-8.8000000000000007,0]
["1998-12-05","12:00:00",-6.8,0]
["1998-12-06","12:00:00",-3.1,0]
["1998-12-07","12:00:00",-5.2,0]
["1998-12-08","12:00:00",-1.5,0]
["1998-12-09","12:00:00",-0.6,0]
["1998-12-10","12:00:00",5.2,0]
["1998-12-11","12:00:00",1.8,0]
["1998-12-12","12:00:00",1.2,0]
["1998-12-13","12:00:00",4.8,0]
["1998-12-14","12:00:00",-6.3,4.4000000000000004]
["1998-12-15","12:00:00",-3.1,0]
["1998-12-16","12:00:00",2.2999999999999998,0]
["1998-12-17","12:00:00",-0.7,0.2]
["1998-12-18","12:00:00",-17.8,0]
["1998-12-19","12:00:00",-24.5,0.2]
["1998-12-20","12:00:00",-23.1,0]
["1998-12-21","12:00:00",-19.8,0]
["1998-12-22","12:00:00",-15.8,0.4]
["1998-12-23","12:00:00",-17.8,0]
["1998-12-24","12:00:00",-14.6,0.2]
["1998-12-25","12:00:00",-15.9,0]
["1998-12-26","12:00:00",-8.6,0]
["1998-12-27","12:00:00",-12.6,2]
["1998-12-28","12:00:00",-18.600000000000001,5.8]
["1998-12-29","12:00:00",-17.8,0]
["1998-12-30","12:00:00",-12.5,0.6]
["1998-12-31","12:00:00",-10.8,1.4]
["1999-01-01","12:00:00",-11.6,0]
["1999-01-02","12:00:00",-11.4,0]
["1999-01-03","12:00:00",-9.4,1.4]
["1999-01-04","12:00:00",-0.2,0]
["1999-01-05","12:00:00",-7.7,0.8]
["1999-01-06","12:00:00",-18.399999999999999,3.2]
["1999-01-07","12:00:00",-19,1.2]
["1999-01-08","12:00:00",-16.399999999999999,0.6]
["1999-01-09","12:00:00",-10.4,0]
["1999-01-10","12:00:00",-6.8,0]
["1999-01-11","12:00:00",-7.7,0.6]
["1999-01-12","12:00:00",-6.5,0]
["1999-01-13","12:00:00",0.1,0]
["1999-01-14","12:00:00",3.1,0]
["1999-01-15","12:00:00",-0.7,0]
["1999-01-16","12:00:00",-6.1,0]
["1999-01-17","12:00:00",-8.8000000000000007,0]
["1999-01-18","12:00:00",-6.7,0]
["1999-01-19","12:00:00",-3.2,0]
["1999-01-20","12:00:00",-6.4,0.2]
["1999-01-21","12:00:00",-13.1,0.4]
["1999-01-22","12:00:00",-15.5,2.4]
["1999-01-23","12:00:00",-20.8,0.3]
["1999-01-24","12:00:00",-12.5,0]
["1999-01-25","12:00:00",-3.7,0]
["1999-01-26","12:00:00",-7.8,0.2]
["1999-01-27","12:00:00",-6.9,0]
["1999-01-28","12:00:00",-2.7,0]
["1999-01-29","12:00:00",-0.5,0]
["1999-01-30","12:00:00",-4.7,0]
["1999-01-31","12:00:00",-3.9,0]
["1999-02-01","12:00:00",-4.4000000000000004,0]
["1999-02-02","12:00:00",-2.1,0]
["1999-02-03","12:00:00",-3.1,0]
["1999-02-04","12:00:00",-3.2,0]
["1999-02-05","12:00:00",-4.7,0]
["1999-02-06","12:00:00",0.7,0]
["1999-02-07","12:00:00",0.2,0]
["1999-02-08","12:00:00",-2,0]
["1999-02-09","12:00:00",-5.3,0]
["1999-02-10","12:00:00",-7.2,0]
["1999-02-11","12:00:00",-4,0]
["1999-02-12","12:00:00",2.5,0]
["1999-02-13","12:00:00",2.1,0]
["1999-02-14","12:00:00",-1,0]
["1999-02-15","12:00:00",-4.7,0]
["1999-02-16","12:00:00",-3.2,0]
["1999-02-17","12:00:00",-1.4,0]
["1999-02-18","12:00:00",-2.8,0]
["1999-02-19","12:00:00",-3.7,0]
["1999-02-20","12:00:00",-2.9,0]
["1999-02-21","12:00:00",-3.4,0]
["1999-02-22","12:00:00",-1.8,0]
["1999-02-23","12:00:00",1.2,0]
["1999-02-24","12:00:00",2.9,0]
["1999-02-25","12:00:00",4.0999999999999996,0]
["1999-02-26","12:00:00",2.5,0]
["1999-02-27","12:00:00",-1,0]
["1999-02-28","12:00:00",3,0]
["1999-03-01","12:00:00",-1.9,0]
["1999-03-02","12:00:00",-1.9,0]
["1999-03-03","12:00:00",-3.9,2.6]
["1999-03-04","12:00:00",-10.6,0.6]
["1999-03-05","12:00:00",-11.9,0.2]
["1999-03-06","12:00:00",-11.7,0.2]
["1999-03-07","12:00:00",-8.9,0]
["1999-03-08","12:00:00",-7.6,0]
["1999-03-09","12:00:00",-3.6,0]
["1999-03-10","12:00:00",-5.3,0]
["1999-03-11","12:00:00",-2.2999999999999998,0.2]
["1999-03-12","12:00:00",-0.3,0]
["1999-03-13","12:00:00",6.2,0]
["1999-03-14","12:00:00",6.8,0]
["1999-03-15","12:00:00",-3.5,1.2]
["1999-03-16","12:00:00",-1.1000000000000001,0.4]
["1999-03-17","12:00:00",-3.7,1]
["1999-03-18","12:00:00",4,0]
["1999-03-19","12:00:00",2.4,0]
["1999-03-20","12:00:00",4.5,0]
["1999-03-21","12:00:00",5.4,0]
["1999-03-22","12:00:00",5.3,0]
["1999-03-23","12:00:00",5.8,0]
["1999-03-24","12:00:00",8.3000000000000007,0]
["1999-03-25","12:00:00",8.4,0]
["1999-03-26","12:00:00",2.2000000000000002,0]
["1999-03-27","12:00:00",0.6,0]
["1999-03-28","12:00:00",0.6,0]
["1999-03-29","12:00:00",1,0]
["1999-03-30","12:00:00",-4.0999999999999996,0]
["1999-03-31","12:00:00",-4.0999999999999996,0]
["1999-04-01","12:00:00",-1.9,0]
["1999-04-02","12:00:00",-0.1,0]
["1999-04-03","12:00:00",-2.9,0]
["1999-04-04","12:00:00",-0.7,0]
["1999-04-05","12:00:00",-0.2,2.4]
["1999-04-06","12:00:00",3.7,0]
["1999-04-07","12:00:00",8.5,0]
["1999-04-08","12:00:00",8.6999999999999993,0.4]
["1999-04-09","12:00:00",0.3,7.2]
["1999-04-10","12:00:00",1.2,0]
["1999-04-11","12:00:00",3.8,0]
["1999-04-12","12:00:00",7.7,0]
["1999-04-13","12:00:00",1.8,0]
["1999-04-14","12:00:00",1.4,0]
["1999-04-15","12:00:00",1.7,0]
["1999-04-16","12:00:00",6.1,0]
["1999-04-17","12:00:00",11.9,0]
["1999-04-18","12:00:00",11.4,0]
["1999-04-19","12:00:00",11.6,2.8]
["1999-04-20","12:00:00",5,29.8]
["1999-04-21","12:00:00",2.8,14.6]
["1999-04-22","12:00:00",4.9000000000000004,4.2]
["1999-04-23","12:00:00",7.3,0]
["1999-04-24","12:00:00",12,0]
["1999-04-25","12:00:00",12.8,1]
["1999-04-26","12:00:00",7.4,4.4000000000000004]
["1999-04-27","12:00:00",7,0.2]
["1999-04-28","12:00:00",0.7,0]
["1999-04-29","12:00:00",2.2999999999999998,5.2]
["1999-04-30","12:00:00",6.9,0.6]
["1999-05-01","12:00:00",9.1,0]
["1999-05-02","12:00:00",10,0]
["1999-05-03","12:00:00",7.2,0]
["1999-05-04","12:00:00",7.1,0]
["1999-05-05","12:00:00",6.6,0]
["1999-05-06","12:00:00",8.9,0]
["1999-05-07","12:00:00",8.8000000000000007,0]
["1999-05-08","12:00:00",5,0]
["1999-05-09","12:00:00",3.6,0.6]
["1999-05-10","12:00:00",1.6,5]
["1999-05-11","12:00:00",3.1,0]
["1999-05-12","12:00:00",3.5,7.2]
["1999-05-13","12:00:00",7.9,1.4]
["1999-05-14","12:00:00",5.2,5.4]
["1999-05-15","12:00:00",5.5,0.8]
["1999-05-16","12:00:00",6.1,0]
["1999-05-17","12:00:00",8.6999999999999993,0]
["1999-05-18","12:00:00",8.6999999999999993,1.4]
["1999-05-19","12:00:00",7.9,3.2]
["1999-05-20","12:00:00",6.8,7.8]
["1999-05-21","12:00:00",10,3.6]
["1999-05-22","12:00:00",12.2,0]
["1999-05-23","12:00:00",17.100000000000001,0]
["1999-05-24","12:00:00",17.100000000000001,0]
["1999-05-25","12:00:00",17.8,0]
["1999-05-26","12:00:00",12.4,4.8]
["1999-05-27","12:00:00",15,0]
["1999-05-28","12:00:00",10.3,0]
["1999-05-29","12:00:00",6.8,9.1999999999999993]
["1999-05-30","12:00:00",7.5,0]
["1999-05-31","12:00:00",10.7,2.4]
["1999-06-01","12:00:00",10.7,5.6]
["1999-06-02","12:00:00",8.6,9.1999999999999993]
["1999-06-03","12:00:00",12.2,11.1]
["1999-06-04","12:00:00",14.4,0]
["1999-06-05","12:00:00",14.7,0]
["1999-06-06","12:00:00",8.9,2.8]
["1999-06-07","12:00:00",7.3,0]
["1999-06-08","12:00:00",8.3000000000000007,0]
["1999-06-09","12:00:00",7.4,3.4]
["1999-06-10","12:00:00",7.2,9.6]
["1999-06-11","12:00:00",8.9,2.6]
["1999-06-12","12:00:00",11.2,0]
["1999-06-13","12:00:00",12.6,0]
["1999-06-14","12:00:00",15.2,0]
["1999-06-15","12:00:00",15.7,0]
["1999-06-16","12:00:00",16.3,1.6]
["1999-06-17","12:00:00",16.2,0]
["1999-06-18","12:00:00",17.7,0]
["1999-06-19","12:00:00",14.7,0]
["1999-06-20","12:00:00",13.7,0]
["1999-06-21","12:00:00",14.3,0.3]
["1999-06-22","12:00:00",14.8,2.2000000000000002]
["1999-06-23","12:00:00",12.9,0]
["1999-06-24","12:00:00",8.4,4]
["1999-06-25","12:00:00",6.7,31.2]
["1999-06-26","12:00:00",9,5.2]
["1999-06-27","12:00:00",11.1,2]
["1999-06-28","12:00:00",11.6,0]
["1999-06-29","12:00:00",13.3,0]
["1999-06-30","12:00:00",12.4,4.5999999999999996]
["1999-07-01","12:00:00",10.1,0.6]
["1999-07-02","12:00:00",10.8,23.4]
["1999-07-03","12:00:00",8.6999999999999993,3.8]
["1999-07-04","12:00:00",9.8000000000000007,14.6]
["1999-07-05","12:00:00",13.1,0]
["1999-07-06","12:00:00",11.9,0]
["1999-07-07","12:00:00",15.6,0]
["1999-07-08","12:00:00",14.5,3.8]
["1999-07-09","12:00:00",13.8,0]
["1999-07-10","12:00:00",16.2,0]
["1999-07-11","12:00:00",17.899999999999999,0]
["1999-07-12","12:00:00",17.8,0]
["1999-07-13","12:00:00",15.9,2]
["1999-07-14","12:00:00",10.7,32]
["1999-07-15","12:00:00",5.4,6.6]
["1999-07-16","12:00:00",6.2,0]
["1999-07-17","12:00:00",9.8000000000000007,0.8]
["1999-07-18","12:00:00",13.4,0.6]
["1999-07-19","12:00:00",15.7,0]
["1999-07-20","12:00:00",16.3,0]
["1999-07-21","12:00:00",17.2,0]
["1999-07-22","12:00:00",18.7,0]
["1999-07-23","12:00:00",17.399999999999999,0]
["1999-07-24","12:00:00",12,5]
["1999-07-25","12:00:00",10.7,9.8000000000000007]
["1999-07-26","12:00:00",14.1,0]
["1999-07-27","12:00:00",19,0]
["1999-07-28","12:00:00",21.2,0]
["1999-07-29","12:00:00",17.2,0]
["1999-07-30","12:00:00",11.9,0]
["1999-07-31","12:00:00",10.8,0.8]
["1999-08-01","12:00:00",10.5,0]
["1999-08-02","12:00:00",14.6,0]
["1999-08-03","12:00:00",17.2,0]
["1999-08-04","12:00:00",17.8,0]
["1999-08-05","12:00:00",18,0.8]
["1999-08-06","12:00:00",15.9,0]
["1999-08-07","12:00:00",20,1]
["1999-08-08","12:00:00",18.399999999999999,5.2]
["1999-08-09","12:00:00",18.399999999999999,0]
["1999-08-10","12:00:00",14.3,0.8]
["1999-08-11","12:00:00",13.6,52.4]
["1999-08-12","12:00:00",14.3,16.8]
["1999-08-13","12:00:00",14.5,0]
["1999-08-14","12:00:00",14.4,2.6]
["1999-08-15","12:00:00",11.9,3]
["1999-08-16","12:00:00",14.4,0.2]
["1999-08-17","12:00:00",15.3,0]
["1999-08-18","12:00:00",16,0]
["1999-08-19","12:00:00",20,0.2]
["1999-08-20","12:00:00",17.600000000000001,0]
["1999-08-21","12:00:00",18.899999999999999,1.4]
["1999-08-22","12:00:00",13.7,0]
["1999-08-23","12:00:00",18,0]
["1999-08-24","12:00:00",19.899999999999999,0]
["1999-08-25","12:00:00",18.2,0]
["1999-08-26","12:00:00",14.8,0]
["1999-08-27","12:00:00",16.100000000000001,0]
["1999-08-28","12:00:00",16,0]
["1999-08-29","12:00:00",19.600000000000001,3.8]
["1999-08-30","12:00:00",11.3,0.4]
["1999-08-31","12:00:00",7.8,0.6]
["1999-09-01","12:00:00",8.1,0]
["1999-09-02","12:00:00",7.9,0]
["1999-09-03","12:00:00",8.5,0]
["1999-09-04","12:00:00",9.8000000000000007,0]
["1999-09-05","12:00:00",13.1,0]
["1999-09-06","12:00:00",12.2,0.8]
["1999-09-07","12:00:00",9.8000000000000007,0]
["1999-09-08","12:00:00",9.5,0]
["1999-09-09","12:00:00",14.2,0]
["1999-09-10","12:00:00",10,0.4]
["1999-09-11","12:00:00",8.1,0]
["1999-09-12","12:00:00",8.5,0]
["1999-09-13","12:00:00",11.7,0]
["1999-09-14","12:00:00",12.7,0]
["1999-09-15","12:00:00",14,0]
["1999-09-16","12:00:00",14.9,0]
["1999-09-17","12:00:00",12.2,0]
["1999-09-18","12:00:00",11,0]
["1999-09-19","12:00:00",11.2,0]
["1999-09-20","12:00:00",15.7,0]
["1999-09-21","12:00:00",17.2,0]
["1999-09-22","12:00:00",15.3,0]
["1999-09-23","12:00:00",18.2,0]
["1999-09-24","12:00:00",7,7.2]
["1999-09-25","12:00:00",6.3,0]
["1999-09-26","12:00:00",4.5999999999999996,0]
["1999-09-27","12:00:00",3.6,0]
["1999-09-28","12:00:00",3.1,0]
["1999-09-29","12:00:00",9.1,0]
["1999-09-30","12:00:00",0.2,0.7]
["1999-10-01","12:00:00",0,1.6]
["1999-10-02","12:00:00",-3.2,0]
["1999-10-03","12:00:00",5.4,0]
["1999-10-04","12:00:00",7.4,0]
["1999-10-05","12:00:00",4.0999999999999996,0.2]
["1999-10-06","12:00:00",9,0]
["1999-10-07","12:00:00",9.1999999999999993,0]
["1999-10-08","12:00:00",4.2,0.2]
["1999-10-09","12:00:00",4.8,0.2]
["1999-10-10","12:00:00",2,0]
["1999-10-11","12:00:00",6.6,0]
["1999-10-12","12:00:00",1.7,0.4]
["1999-10-13","12:00:00",9.5,0]
["1999-10-14","12:00:00",6.5,0]
["1999-10-15","12:00:00",2.1,0]
["1999-10-16","12:00:00",1.4,0]
["1999-10-17","12:00:00",9.1,0]
["1999-10-18","12:00:00",6.7,0]
["1999-10-19","12:00:00",9.6999999999999993,0]
["1999-10-20","12:00:00",14.2,0]
["1999-10-21","12:00:00",10.199999999999999,0]
["1999-10-22","12:00:00",10.8,0]
["1999-10-23","12:00:00",12.4,0]
["1999-10-24","12:00:00",7.7,0]
["1999-10-25","12:00:00",3.6,0]
["1999-10-26","12:00:00",3.2,0]
["1999-10-27","12:00:00",0.1,0]
["1999-10-28","12:00:00",5.8,0]
["1999-10-29","12:00:00",6.1,0]
["1999-10-30","12:00:00",6.6,0]
["1999-10-31","12:00:00",-1.7,1]
["1999-11-01","12:00:00",-1.6,0]
["1999-11-02","12:00:00",2.5,0]
["1999-11-03","12:00:00",5.7,0]
["1999-11-04","12:00:00",-1.9,0.4]
["1999-11-05","12:00:00",-6.1,0]
["1999-11-06","12:00:00",3.2,0]
["1999-11-07","12:00:00",10.5,0]
["1999-11-08","12:00:00",4.8,0]
["1999-11-09","12:00:00",7.9,0]
["1999-11-10","12:00:00",7,0]
["1999-11-11","12:00:00",3.7,0]
["1999-11-12","12:00:00",8.9,2.4]
["1999-11-13","12:00:00",0.2,0]
["1999-11-14","12:00:00",5.7,0]
["1999-11-15","12:00:00",8.3000000000000007,0]
["1999-11-16","12:00:00",4.2,0]
["1999-11-17","12:00:00",-1.4,8.8000000000000007]
["1999-11-18","12:00:00",-0.7,0.8]
["1999-11-19","12:00:00",0.9,0]
["1999-11-20","12:00:00",4.5999999999999996,0]
["1999-11-21","12:00:00",-2.1,0]
["1999-11-22","12:00:00",-3,0]
["1999-11-23","12:00:00",-1.2,0]
["1999-11-24","12:00:00",-3.2,0]
["1999-11-25","12:00:00",-4.4000000000000004,0]
["1999-11-26","12:00:00",-7.9,0]
["1999-11-27","12:00:00",-8.1999999999999993,0]
["1999-11-28","12:00:00",-3.5,0]
["1999-11-29","12:00:00",2.4,0]
["1999-11-30","12:00:00",4.8,0]
["1999-12-01","12:00:00",-0.6,0]
["1999-12-02","12:00:00",0.4,0]
["1999-12-03","12:00:00",-2.9,0]
["1999-12-04","12:00:00",-0.7,0]
["1999-12-05","12:00:00",2.5,0]
["1999-12-06","12:00:00",-1.7,0]
["1999-12-07","12:00:00",-6.6,1]
["1999-12-08","12:00:00",-6.8,0]
["1999-12-09","12:00:00",-5,0]
["1999-12-10","12:00:00",-0.3,0]
["1999-12-11","12:00:00",-1.6,0]
["1999-12-12","12:00:00",-1.9,0]
["1999-12-13","12:00:00",-3.7,0]
["1999-12-14","12:00:00",-10.7,0]
["1999-12-15","12:00:00",-3,0]
["1999-12-16","12:00:00",5.4,0]
["1999-12-17","12:00:00",-1.2,0]
["1999-12-18","12:00:00",-3.1,0.4]
["1999-12-19","12:00:00",-13.4,0]
["1999-12-20","12:00:00",-2.1,0.4]
["1999-12-21","12:00:00",1.4,0]
["1999-12-22","12:00:00",3.6,0]
["1999-12-23","12:00:00",6.4,0]
["1999-12-24","12:00:00",7.3,0]
["1999-12-25","12:00:00",2.9,0]
["1999-12-26","12:00:00",4.8,0]
["1999-12-27","12:00:00",8.9,0]
["1999-12-28","12:00:00",9,0]
["1999-12-29","12:00:00",3.4,0]
["1999-12-30","12:00:00",-4.2,0]
["1999-12-31","12:00:00",-6,0]
["2000-01-01","12:00:00",-10.4,0.6]
["2000-01-02","12:00:00",-20.3,3.2]
["2000-01-03","12:00:00",-15.7,0]
["2000-01-04","12:00:00",-2.2000000000000002,0]
["2000-01-05","12:00:00",-4,0]
["2000-01-06","12:00:00",-3.4,0]
["2000-01-07","12:00:00",0.6,0]
["2000-01-08","12:00:00",-0.4,0]
["2000-01-09","12:00:00",-4.0999999999999996,0]
["2000-01-10","12:00:00",-11,0.2]
["2000-01-11","12:00:00",-17.7,2]
["2000-01-12","12:00:00",-16.5,0.6]
["2000-01-13","12:00:00",-18,1]
["2000-01-14","12:00:00",-22.9,2]
["2000-01-15","12:00:00",-23.3,0]
["2000-01-16","12:00:00",-17,0]
["2000-01-17","12:00:00",-15.7,0]
["2000-01-18","12:00:00",-17.2,0.4]
["2000-01-19","12:00:00",-13.2,0]
["2000-01-20","12:00:00",-10,0]
["2000-01-21","12:00:00",-3.5,0.2]
["2000-01-22","12:00:00",-8.1999999999999993,0]
["2000-01-23","12:00:00",-8.1999999999999993,0]
["2000-01-24","12:00:00",-10.199999999999999,0]
["2000-01-25","12:00:00",-7.7,0]
["2000-01-26","12:00:00",-2.7,0]
["2000-01-27","12:00:00",-3.8,0]
["2000-01-28","12:00:00",-3.1,0]
["2000-01-29","12:00:00",-3.5,0]
["2000-01-30","12:00:00",-1.7,0]
["2000-01-31","12:00:00",-5.9,0]
["2000-02-01","12:00:00",-0.9,0]
["2000-02-02","12:00:00",-1,0.8]
["2000-02-03","12:00:00",-7.2,0]
["2000-02-04","12:00:00",-9,0]
["2000-02-05","12:00:00",-8.6,0]
["2000-02-06","12:00:00",-5.8,0]
["2000-02-07","12:00:00",1.2,0]
["2000-02-08","12:00:00",4.2,2.2000000000000002]
["2000-02-09","12:00:00",-8.9,10]
["2000-02-10","12:00:00",-16.3,4.2]
["2000-02-11","12:00:00",-18.600000000000001,0]
["2000-02-12","12:00:00",-17.399999999999999,0.2]
["2000-02-13","12:00:00",-15.2,0]
["2000-02-14","12:00:00",-18.100000000000001,0.2]
["2000-02-15","12:00:00",-10.199999999999999,2.6]
["2000-02-16","12:00:00",-13.7,0]
["2000-02-17","12:00:00",-12.1,0]
["2000-02-18","12:00:00",-10.3,0]
["2000-02-19","12:00:00",-1,0]
["2000-02-20","12:00:00",-3.4,0]
["2000-02-21","12:00:00",1.3,0]
["2000-02-22","12:00:00",-2.2999999999999998,0]
["2000-02-23","12:00:00",1.9,0]
["2000-02-24","12:00:00",-0.9,0.4]
["2000-02-25","12:00:00",-3.7,0]
["2000-02-26","12:00:00",-5.0999999999999996,0]
["2000-02-27","12:00:00",-6,0]
["2000-02-28","12:00:00",-2.4,0]
["2000-02-29","12:00:00",-6,0]
["2000-03-01","12:00:00",2.2999999999999998,0]
["2000-03-02","12:00:00",4.4000000000000004,0]
["2000-03-03","12:00:00",3.8,0]
["2000-03-04","12:00:00",1.8,0.5]
["2000-03-05","12:00:00",-2.5,0.6]
["2000-03-06","12:00:00",-6.3,7.6]
["2000-03-07","12:00:00",-7,0]
["2000-03-08","12:00:00",-10,0.8]
["2000-03-09","12:00:00",-7.7,0]
["2000-03-10","12:00:00",-9.5,0]
["2000-03-11","12:00:00",-7.1,0]
["2000-03-12","12:00:00",-1.7,0]
["2000-03-13","12:00:00",-2.8,0]
["2000-03-14","12:00:00",-10,7.4]
["2000-03-15","12:00:00",-8.4,0.2]
["2000-03-16","12:00:00",-6,0]
["2000-03-17","12:00:00",1.7,0]
["2000-03-18","12:00:00",2.2000000000000002,0]
["2000-03-19","12:00:00",1.7,0]
["2000-03-20","12:00:00",1.3,0]
["2000-03-21","12:00:00",4.9000000000000004,0]
["2000-03-22","12:00:00",6.7,0]
["2000-03-23","12:00:00",3.4,8.4]
["2000-03-24","12:00:00",-1.9,0]
["2000-03-25","12:00:00",2.7,0]
["2000-03-26","12:00:00",5.7,0]
["2000-03-27","12:00:00",8.8000000000000007,0]
["2000-03-28","12:00:00",5.5,0]
["2000-03-29","12:00:00",3.4,0]
["2000-03-30","12:00:00",2.4,0]
["2000-03-31","12:00:00",5.2,0]
["2000-04-01","12:00:00",7.8,1]
["2000-04-02","12:00:00",0.8,0]
["2000-04-03","12:00:00",5.7,0]
["2000-04-04","12:00:00",6.3,1]
["2000-04-05","12:00:00",0.1,0]
["2000-04-06","12:00:00",0.2,0.2]
["2000-04-07","12:00:00",1,0]
["2000-04-08","12:00:00",4.9000000000000004,0]
["2000-04-09","12:00:00",3.8,0.8]
["2000-04-10","12:00:00",0.1,0.2]
["2000-04-11","12:00:00",4.0999999999999996,0]
["2000-04-12","12:00:00",4.3,0]
["2000-04-13","12:00:00",-9.3000000000000007,5]
["2000-04-14","12:00:00",-12.7,5.8]
["2000-04-15","12:00:00",-9.1999999999999993,0.2]
["2000-04-16","12:00:00",-2.7,0]
["2000-04-17","12:00:00",2.8,2]
["2000-04-18","12:00:00",7.1,0]
["2000-04-19","12:00:00",9.6999999999999993,0]
["2000-04-20","12:00:00",11.3,0]
["2000-04-21","12:00:00",9.4,0]
["2000-04-22","12:00:00",9.9,0]
["2000-04-23","12:00:00",7.5,0.4]
["2000-04-24","12:00:00",5.9,0.2]
["2000-04-25","12:00:00",4.4000000000000004,0]
["2000-04-26","12:00:00",7.8,0]
["2000-04-27","12:00:00",11,0]
["2000-04-28","12:00:00",12.1,0.2]
["2000-04-29","12:00:00",7.8,0]
["2000-04-30","12:00:00",10.4,0]
["2000-05-01","12:00:00",12.1,0]
["2000-05-02","12:00:00",11.1,0]
["2000-05-03","12:00:00",11.4,0]
["2000-05-04","12:00:00",8.4,0]
["2000-05-05","12:00:00",7.8,0]
["2000-05-06","12:00:00",6.3,0]
["2000-05-07","12:00:00",3.7,0.2]
["2000-05-08","12:00:00",4.5,0]
["2000-05-09","12:00:00",7.1,0]
["2000-05-10","12:00:00",2,21]
["2000-05-11","12:00:00",1.8,1.4]
["2000-05-12","12:00:00",4.4000000000000004,0]
["2000-05-13","12:00:00",6.2,0]
["2000-05-14","12:00:00",8.9,0]
["2000-05-15","12:00:00",11.1,0]
["2000-05-16","12:00:00",9.6,0]
["2000-05-17","12:00:00",13.7,0]
["2000-05-18","12:00:00",12,2.6]
["2000-05-19","12:00:00",11.8,0]
["2000-05-20","12:00:00",13.9,0]
["2000-05-21","12:00:00",14.5,0]
["2000-05-22","12:00:00",11.7,0]
["2000-05-23","12:00:00",7.9,0]
["2000-05-24","12:00:00",9.3000000000000007,0]
["2000-05-25","12:00:00",11.1,0]
["2000-05-26","12:00:00",9.8000000000000007,1.6]
["2000-05-27","12:00:00",10.3,0]
["2000-05-28","12:00:00",8.4,1.2]
["2000-05-29","12:00:00",7.5,0.8]
["2000-05-30","12:00:00",8.8000000000000007,0]
["2000-05-31","12:00:00",6.2,0]
["2000-06-01","12:00:00",7.2,0]
["2000-06-02","12:00:00",9.1,13]
["2000-06-03","12:00:00",12.5,6]
["2000-06-04","12:00:00",13.8,0]
["2000-06-05","12:00:00",15.2,6.8]
["2000-06-06","12:00:00",14.8,0]
["2000-06-07","12:00:00",14.5,0]
["2000-06-08","12:00:00",12.7,25.2]
["2000-06-09","12:00:00",11,4.8]
["2000-06-10","12:00:00",13.5,0.6]
["2000-06-11","12:00:00",9.9,0]
["2000-06-12","12:00:00",8.1999999999999993,0]
["2000-06-13","12:00:00",12.9,0]
["2000-06-14","12:00:00",12,1.8]
["2000-06-15","12:00:00",10.3,0.2]
["2000-06-16","12:00:00",10.4,1.2]
["2000-06-17","12:00:00",12.1,0.4]
["2000-06-18","12:00:00",13.6,3]
["2000-06-19","12:00:00",12.3,11.2]
["2000-06-20","12:00:00",12.7,1.2]
["2000-06-21","12:00:00",15,0.2]
["2000-06-22","12:00:00",12.9,1.6]
["2000-06-23","12:00:00",12.2,0.6]
["2000-06-24","12:00:00",9.5,14.4]
["2000-06-25","12:00:00",11.1,13.8]
["2000-06-26","12:00:00",11.8,0.6]
["2000-06-27","12:00:00",13.2,0]
["2000-06-28","12:00:00",15.5,3.2]
["2000-06-29","12:00:00",17.7,0]
["2000-06-30","12:00:00",16.7,0]
["2000-07-01","12:00:00",15.6,7.2]
["2000-07-02","12:00:00",14.8,0]
["2000-07-03","12:00:00",11.6,0]
["2000-07-04","12:00:00",10.5,5]
["2000-07-05","12:00:00",15.1,0]
["2000-07-06","12:00:00",12.4,0]
["2000-07-07","12:00:00",15.9,0]
["2000-07-08","12:00:00",15.1,0]
["2000-07-09","12:00:00",14.5,23.6]
["2000-07-10","12:00:00",14,0.8]
["2000-07-11","12:00:00",16.600000000000001,0]
["2000-07-12","12:00:00",17.2,0]
["2000-07-13","12:00:00",20.100000000000001,0]
["2000-07-14","12:00:00",20,0]
["2000-07-15","12:00:00",14.3,10.4]
["2000-07-16","12:00:00",13.3,0]
["2000-07-17","12:00:00",13.7,0]
["2000-07-18","12:00:00",15.7,0]
["2000-07-19","12:00:00",17.899999999999999,0.6]
["2000-07-20","12:00:00",19.8,0]
["2000-07-21","12:00:00",18.100000000000001,0.8]
["2000-07-22","12:00:00",20.5,1.2]
["2000-07-23","12:00:00",18.899999999999999,0.4]
["2000-07-24","12:00:00",17.3,5.4]
["2000-07-25","12:00:00",16.7,5]
["2000-07-26","12:00:00",17.600000000000001,0]
["2000-07-27","12:00:00",18.8,0]
["2000-07-28","12:00:00",22,0]
["2000-07-29","12:00:00",20.5,0]
["2000-07-30","12:00:00",19.7,0]
["2000-07-31","12:00:00",20.399999999999999,6.4]
["2000-08-01","12:00:00",19.100000000000001,0.8]
["2000-08-02","12:00:00",15.4,0]
["2000-08-03","12:00:00",15.9,0]
["2000-08-04","12:00:00",18.7,5.2]
["2000-08-05","12:00:00",20.8,0]
["2000-08-06","12:00:00",20.7,6.2]
["2000-08-07","12:00:00",16.100000000000001,4.4000000000000004]
["2000-08-08","12:00:00",16.600000000000001,0]
["2000-08-09","12:00:00",19.2,0]
["2000-08-10","12:00:00",18.5,11.4]
["2000-08-11","12:00:00",16.8,15.6]
["2000-08-12","12:00:00",13.9,2.4]
["2000-08-13","12:00:00",14,6.8]
["2000-08-14","12:00:00",11.8,0]
["2000-08-15","12:00:00",14,1]
["2000-08-16","12:00:00",14.1,0]
["2000-08-17","12:00:00",16.600000000000001,0]
["2000-08-18","12:00:00",17.399999999999999,0]
["2000-08-19","12:00:00",16,0]
["2000-08-20","12:00:00",14.6,0]
["2000-08-21","12:00:00",13.4,0]
["2000-08-22","12:00:00",16.2,0]
["2000-08-23","12:00:00",18.2,0]
["2000-08-24","12:00:00",16.899999999999999,0]
["2000-08-25","12:00:00",19.8,0]
["2000-08-26","12:00:00",14.5,1.6]
["2000-08-27","12:00:00",11.1,0]
["2000-08-28","12:00:00",12.1,0]
["2000-08-29","12:00:00",10,4.2]
["2000-08-30","12:00:00",7.5,4.3]
["2000-08-31","12:00:00",13.3,0]
["2000-09-01","12:00:00",13,0]
["2000-09-02","12:00:00",8.6,31.6]
["2000-09-03","12:00:00",7.6,8.4]
["2000-09-04","12:00:00",10.3,0]
["2000-09-05","12:00:00",10.5,0]
["2000-09-06","12:00:00",13.3,0.2]
["2000-09-07","12:00:00",16.8,0]
["2000-09-08","12:00:00",10.4,0]
["2000-09-09","12:00:00",8.6999999999999993,0]
["2000-09-10","12:00:00",7.4,0]
["2000-09-11","12:00:00",8.6,0]
["2000-09-12","12:00:00",15.6,0]
["2000-09-13","12:00:00",11.6,0]
["2000-09-14","12:00:00",14.8,0]
["2000-09-15","12:00:00",17.100000000000001,0]
["2000-09-16","12:00:00",17.5,0]
["2000-09-17","12:00:00",18.600000000000001,0]
["2000-09-18","12:00:00",13.8,9.4]
["2000-09-19","12:00:00",8,0]
["2000-09-20","12:00:00",5.2,3.6]
["2000-09-21","12:00:00",-1.5,0.4]
["2000-09-22","12:00:00",-2.5,0]
["2000-09-23","12:00:00",5.4,0]
["2000-09-24","12:00:00",9.9,0]
["2000-09-25","12:00:00",11.8,0]
["2000-09-26","12:00:00",12,0]
["2000-09-27","12:00:00",12.7,0]
["2000-09-28","12:00:00",14.3,0]
["2000-09-29","12:00:00",12,0]
["2000-09-30","12:00:00",10.7,0]
["2000-10-01","12:00:00",5.3,0]
["2000-10-02","12:00:00",1.5,0]
["2000-10-03","12:00:00",-0.8,0]
["2000-10-04","12:00:00",-3.7,1.8]
["2000-10-05","12:00:00",-2,0]
["2000-10-06","12:00:00",-0.9,0]
["2000-10-07","12:00:00",4.5999999999999996,0]
["2000-10-08","12:00:00",12.7,0]
["2000-10-09","12:00:00",11.2,0]
["2000-10-10","12:00:00",7.6,0]
["2000-10-11","12:00:00",5,0]
["2000-10-12","12:00:00",6,0]
["2000-10-13","12:00:00",5.6,0]
["2000-10-14","12:00:00",4.5999999999999996,0]
["2000-10-15","12:00:00",5.6,0]
["2000-10-16","12:00:00",8.9,0]
["2000-10-17","12:00:00",10.3,0]
["2000-10-18","12:00:00",9.9,0]
["2000-10-19","12:00:00",5.8,0]
["2000-10-20","12:00:00",9.1,0]
["2000-10-21","12:00:00",4.4000000000000004,0]
["2000-10-22","12:00:00",5.0999999999999996,0]
["2000-10-23","12:00:00",11.8,0]
["2000-10-24","12:00:00",10.5,0]
["2000-10-25","12:00:00",6,0]
["2000-10-26","12:00:00",4.2,0]
["2000-10-27","12:00:00",6.6,0]
["2000-10-28","12:00:00",6.6,0]
["2000-10-29","12:00:00",0.8,0]
["2000-10-30","12:00:00",2.4,0]
["2000-10-31","12:00:00",1.2,0]
["2000-11-01","12:00:00",-0.1,0.2]
["2000-11-02","12:00:00",0.2,0]
["2000-11-03","12:00:00",5.9,0]
["2000-11-04","12:00:00",4.4000000000000004,0.8]
["2000-11-05","12:00:00",-9.1999999999999993,0]
["2000-11-06","12:00:00",-9,0]
["2000-11-07","12:00:00",-10.7,0]
["2000-11-08","12:00:00",-10.8,0]
["2000-11-09","12:00:00",-10.3,2.8]
["2000-11-10","12:00:00",-13.2,0.6]
["2000-11-11","12:00:00",-10.8,0]
["2000-11-12","12:00:00",-2.8,0]
["2000-11-13","12:00:00",-2.4,0]
["2000-11-14","12:00:00",-3.4,0]
["2000-11-15","12:00:00",-6.8,0]
["2000-11-16","12:00:00",-5.7,0]
["2000-11-17","12:00:00",-2.7,0]
["2000-11-18","12:00:00",-1.2,0]
["2000-11-19","12:00:00",-5.0999999999999996,0]
["2000-11-20","12:00:00",-2.6,0]
["2000-11-21","12:00:00",0.6,0]
["2000-11-22","12:00:00",2,0]
["2000-11-23","12:00:00",4.2,0]
["2000-11-24","12:00:00",2.7,0]
["2000-11-25","12:00:00",4.9000000000000004,0]
["2000-11-26","12:00:00",0.3,0]
["2000-11-27","12:00:00",-0.9,0]
["2000-11-28","12:00:00",-4.7,0]
["2000-11-29","12:00:00",-7.6,0.6]
["2000-11-30","12:00:00",-5.5,0.8]
["2000-12-01","12:00:00",-2.8,0]
["2000-12-02","12:00:00",2.8,0]
["2000-12-03","12:00:00",-2.6,0]
["2000-12-04","12:00:00",-6.6,0]
["2000-12-05","12:00:00",-0.1,0]
["2000-12-06","12:00:00",7.9,0]
["2000-12-07","12:00:00",-1.7,0.8]
["2000-12-08","12:00:00",-9.6999999999999993,0.4]
["2000-12-09","12:00:00",-19.7,1.4]
["2000-12-10","12:00:00",-25.5,0.4]
["2000-12-11","12:00:00",-21.4,0]
["2000-12-12","12:00:00",-15.3,0]
["2000-12-13","12:00:00",-21.3,0.2]
["2000-12-14","12:00:00",-24.4,0]
["2000-12-15","12:00:00",-25.3,1]
["2000-12-16","12:00:00",-20.3,0]
["2000-12-17","12:00:00",-5.4,0]
["2000-12-18","12:00:00",-4.4000000000000004,0]
["2000-12-19","12:00:00",-3.3,0.6]
["2000-12-20","12:00:00",-12.4,0]
["2000-12-21","12:00:00",-14.5,0]
["2000-12-22","12:00:00",-16,0]
["2000-12-23","12:00:00",-19.399999999999999,0]
["2000-12-24","12:00:00",-11.3,0]
["2000-12-25","12:00:00",-8.1999999999999993,0]
["2000-12-26","12:00:00",2.8,0]
["2000-12-27","12:00:00",-0.4,4]
["2000-12-28","12:00:00",-7.3,0]
["2000-12-29","12:00:00",-10,0]
["2000-12-30","12:00:00",-7.6,0]
["2000-12-31","12:00:00",-3.5,0]
["2001-01-01","12:00:00",-0.2,0]
["2001-01-02","12:00:00",2,0]
["2001-01-03","12:00:00",7.4,0]
["2001-01-04","12:00:00",2.2999999999999998,0]
["2001-01-05","12:00:00",2.9,0]
["2001-01-06","12:00:00",0.4,0]
["2001-01-07","12:00:00",-1,0]
["2001-01-08","12:00:00",1.2,0]
["2001-01-09","12:00:00",2.8,0]
["2001-01-10","12:00:00",-1.6,0]
["2001-01-11","12:00:00",-3,0]
["2001-01-12","12:00:00",-6.1,1.2]
["2001-01-13","12:00:00",-10.1,0]
["2001-01-14","12:00:00",-10,0]
["2001-01-15","12:00:00",-7,0]
["2001-01-16","12:00:00",-0.8,0]
["2001-01-17","12:00:00",-2.5,0.4]
["2001-01-18","12:00:00",-4,0]
["2001-01-19","12:00:00",0,0]
["2001-01-20","12:00:00",0.4,0]
["2001-01-21","12:00:00",1,0]
["2001-01-22","12:00:00",-2.1,0]
["2001-01-23","12:00:00",-2.9,0]
["2001-01-24","12:00:00",-2.1,0]
["2001-01-25","12:00:00",-3.4,0]
["2001-01-26","12:00:00",-2.4,0]
["2001-01-27","12:00:00",-3.9,0]
["2001-01-28","12:00:00",2.4,0]
["2001-01-29","12:00:00",2.4,0]
["2001-01-30","12:00:00",-1.8,0.4]
["2001-01-31","12:00:00",-8,0]
["2001-02-01","12:00:00",2.1,0]
["2001-02-02","12:00:00",3.9,0]
["2001-02-03","12:00:00",3,0]
["2001-02-04","12:00:00",-2.2999999999999998,0]
["2001-02-05","12:00:00",-10,2]
["2001-02-06","12:00:00",-13.3,0]
["2001-02-07","12:00:00",-14.5,0.2]
["2001-02-08","12:00:00",-18.2,0.2]
["2001-02-09","12:00:00",-18.600000000000001,0.2]
["2001-02-10","12:00:00",-15,0]
["2001-02-11","12:00:00",-16.3,0.4]
["2001-02-12","12:00:00",-14.4,0]
["2001-02-13","12:00:00",-17,0]
["2001-02-14","12:00:00",-4.8,0.8]
["2001-02-15","12:00:00",-16.8,0.6]
["2001-02-16","12:00:00",-18,0]
["2001-02-17","12:00:00",-11,0]
["2001-02-18","12:00:00",-6.9,0.4]
["2001-02-19","12:00:00",-11.6,0.2]
["2001-02-20","12:00:00",-11.2,0]
["2001-02-21","12:00:00",-7.3,0]
["2001-02-22","12:00:00",-10.7,0]
["2001-02-23","12:00:00",-12.3,0]
["2001-02-24","12:00:00",-19.2,2.2000000000000002]
["2001-02-25","12:00:00",-21.1,0]
["2001-02-26","12:00:00",-12.7,0.5]
["2001-02-27","12:00:00",-4.7,0]
["2001-02-28","12:00:00",4.0999999999999996,0]
["2001-03-01","12:00:00",-0.1,0]
["2001-03-02","12:00:00",2.5,0]
["2001-03-03","12:00:00",-0.7,0]
["2001-03-04","12:00:00",-3.2,0]
["2001-03-05","12:00:00",2.4,0]
["2001-03-06","12:00:00",2.6,0]
["2001-03-07","12:00:00",3.7,0]
["2001-03-08","12:00:00",5.0999999999999996,0]
["2001-03-09","12:00:00",-0.5,0.6]
["2001-03-10","12:00:00",-0.6,0]
["2001-03-11","12:00:00",2.2999999999999998,0]
["2001-03-12","12:00:00",7.4,0]
["2001-03-13","12:00:00",4.4000000000000004,0]
["2001-03-14","12:00:00",0.1,0.2]
["2001-03-15","12:00:00",-1.2,0]
["2001-03-16","12:00:00",0.5,0]
["2001-03-17","12:00:00",3.3,0]
["2001-03-18","12:00:00",3.2,0]
["2001-03-19","12:00:00",2.1,2.6]
["2001-03-20","12:00:00",-2.1,0]
["2001-03-21","12:00:00",-5.2,0]
["2001-03-22","12:00:00",-12.3,1]
["2001-03-23","12:00:00",-14.1,0.4]
["2001-03-24","12:00:00",-10.3,0]
["2001-03-25","12:00:00",-2.2000000000000002,0]
["2001-03-26","12:00:00",3.9,7.5]
["2001-03-27","12:00:00",-2.7,0]
["2001-03-28","12:00:00",5.4,0]
["2001-03-29","12:00:00",1.8,0]
["2001-03-30","12:00:00",0.3,0]
["2001-03-31","12:00:00",1.1000000000000001,0]
["2001-04-01","12:00:00",1,7.8]
["2001-04-02","12:00:00",-1.8,8.8000000000000007]
["2001-04-03","12:00:00",-3.2,2]
["2001-04-04","12:00:00",-6,0]
["2001-04-05","12:00:00",3.3,0]
["2001-04-06","12:00:00",3.7,0]
["2001-04-07","12:00:00",3.6,0]
["2001-04-08","12:00:00",1.9,0.2]
["2001-04-09","12:00:00",3.3,0]
["2001-04-10","12:00:00",-0.3,0]
["2001-04-11","12:00:00",-2.2000000000000002,0]
["2001-04-12","12:00:00",-0.4,0]
["2001-04-13","12:00:00",2.5,0]
["2001-04-14","12:00:00",2.6,0.2]
["2001-04-15","12:00:00",1.9,0.2]
["2001-04-16","12:00:00",1.6,0]
["2001-04-17","12:00:00",8.5,0]
["2001-04-18","12:00:00",7,0]
["2001-04-19","12:00:00",4.5999999999999996,0]
["2001-04-20","12:00:00",-2.2999999999999998,0]
["2001-04-21","12:00:00",0.9,0]
["2001-04-22","12:00:00",3,0]
["2001-04-23","12:00:00",7.6,0]
["2001-04-24","12:00:00",10.9,0]
["2001-04-25","12:00:00",12.5,0]
["2001-04-26","12:00:00",12,0]
["2001-04-27","12:00:00",14.7,0]
["2001-04-28","12:00:00",14.7,0]
["2001-04-29","12:00:00",7.4,0]
["2001-04-30","12:00:00",6,0]
["2001-05-01","12:00:00",6.4,0]
["2001-05-02","12:00:00",2.7,0]
["2001-05-03","12:00:00",9.6,0]
["2001-05-04","12:00:00",12.5,0]
["2001-05-05","12:00:00",7.8,3.2]
["2001-05-06","12:00:00",6.5,0]
["2001-05-07","12:00:00",7,0]
["2001-05-08","12:00:00",11.3,0]
["2001-05-09","12:00:00",7.9,0.4]
["2001-05-10","12:00:00",6.5,0]
["2001-05-11","12:00:00",9,0]
["2001-05-12","12:00:00",14.3,0]
["2001-05-13","12:00:00",17.7,0]
["2001-05-14","12:00:00",13.1,0]
["2001-05-15","12:00:00",13,0]
["2001-05-16","12:00:00",6.2,17.7]
["2001-05-17","12:00:00",9.4,0]
["2001-05-18","12:00:00",8.9,0]
["2001-05-19","12:00:00",8.4,0]
["2001-05-20","12:00:00",8.1,0]
["2001-05-21","12:00:00",8.6999999999999993,0]
["2001-05-22","12:00:00",15.3,0]
["2001-05-23","12:00:00",18.3,0]
["2001-05-24","12:00:00",18.600000000000001,4.4000000000000004]
["2001-05-25","12:00:00",15.1,4.8]
["2001-05-26","12:00:00",13.8,0]
["2001-05-27","12:00:00",16.2,0]
["2001-05-28","12:00:00",17.7,0]
["2001-05-29","12:00:00",10.8,0]
["2001-05-30","12:00:00",12.4,0]
["2001-05-31","12:00:00",15.1,0]
["2001-06-01","12:00:00",16.3,0]
["2001-06-02","12:00:00",14.6,0]
["2001-06-03","12:00:00",8.5,9.8000000000000007]
["2001-06-04","12:00:00",7.7,27.4]
["2001-06-05","12:00:00",9.6,13.2]
["2001-06-06","12:00:00",10.6,25.4]
["2001-06-07","12:00:00",11.8,0]
["2001-06-08","12:00:00",12.3,0]
["2001-06-09","12:00:00",13.8,0.2]
["2001-06-10","12:00:00",10.5,1]
["2001-06-11","12:00:00",10.8,0]
["2001-06-12","12:00:00",10.7,0.2]
["2001-06-13","12:00:00",10,0.8]
["2001-06-14","12:00:00",11.8,0]
["2001-06-15","12:00:00",10.4,15.8]
["2001-06-16","12:00:00",10.199999999999999,0.6]
["2001-06-17","12:00:00",8.6,0.6]
["2001-06-18","12:00:00",11.3,0.6]
["2001-06-19","12:00:00",13.4,0]
["2001-06-20","12:00:00",14.8,0]
["2001-06-21","12:00:00",17.5,3.4]
["2001-06-22","12:00:00",18.600000000000001,0]
["2001-06-23","12:00:00",15.7,0]
["2001-06-24","12:00:00",13.4,1.8]
["2001-06-25","12:00:00",12.2,5]
["2001-06-26","12:00:00",8.1999999999999993,3.6]
["2001-06-27","12:00:00",9.8000000000000007,0.4]
["2001-06-28","12:00:00",15.2,0.4]
["2001-06-29","12:00:00",13.5,10.8]
["2001-06-30","12:00:00",15.1,0.4]
["2001-07-01","12:00:00",15.9,0.8]
["2001-07-02","12:00:00",18,0]
["2001-07-03","12:00:00",16.899999999999999,0]
["2001-07-04","12:00:00",22.7,0]
["2001-07-05","12:00:00",15.8,0]
["2001-07-06","12:00:00",16,0]
["2001-07-07","12:00:00",18.100000000000001,0]
["2001-07-08","12:00:00",19.7,0]
["2001-07-09","12:00:00",20.399999999999999,0.2]
["2001-07-10","12:00:00",23,6.6]
["2001-07-11","12:00:00",19,0]
["2001-07-12","12:00:00",18.2,5]
["2001-07-13","12:00:00",18.399999999999999,13.2]
["2001-07-14","12:00:00",18.399999999999999,0]
["2001-07-15","12:00:00",18,0.6]
["2001-07-16","12:00:00",17,16]
["2001-07-17","12:00:00",16.100000000000001,0]
["2001-07-18","12:00:00",13.2,0]
["2001-07-19","12:00:00",14.9,0]
["2001-07-20","12:00:00",16.2,0]
["2001-07-21","12:00:00",16.5,0.6]
["2001-07-22","12:00:00",15.8,3.4]
["2001-07-23","12:00:00",16.2,0]
["2001-07-24","12:00:00",14.3,12]
["2001-07-25","12:00:00",12.7,0]
["2001-07-26","12:00:00",14.8,0.2]
["2001-07-27","12:00:00",17.8,0]
["2001-07-28","12:00:00",16.8,0]
["2001-07-29","12:00:00",11.3,0]
["2001-07-30","12:00:00",15.1,0.2]
["2001-07-31","12:00:00",13.9,0]
["2001-08-01","12:00:00",15.4,0]
["2001-08-02","12:00:00",19.5,0]
["2001-08-03","12:00:00",21.7,0]
["2001-08-04","12:00:00",18.399999999999999,0]
["2001-08-05","12:00:00",16.600000000000001,0]
["2001-08-06","12:00:00",19.8,0]
["2001-08-07","12:00:00",16.8,0]
["2001-08-08","12:00:00",14.3,11.6]
["2001-08-09","12:00:00",15,0]
["2001-08-10","12:00:00",16,0]
["2001-08-11","12:00:00",18.2,0]
["2001-08-12","12:00:00",19.5,0]
["2001-08-13","12:00:00",21.1,0]
["2001-08-14","12:00:00",19.399999999999999,2.4]
["2001-08-15","12:00:00",19.3,0]
["2001-08-16","12:00:00",20.8,0]
["2001-08-17","12:00:00",21,0]
["2001-08-18","12:00:00",22.4,0]
["2001-08-19","12:00:00",15.3,0.2]
["2001-08-20","12:00:00",15.6,0]
["2001-08-21","12:00:00",14.8,0]
["2001-08-22","12:00:00",15,0]
["2001-08-23","12:00:00",19.5,0]
["2001-08-24","12:00:00",15.6,0]
["2001-08-25","12:00:00",15.7,0]
["2001-08-26","12:00:00",15.7,0]
["2001-08-27","12:00:00",19,0]
["2001-08-28","12:00:00",18.899999999999999,0]
["2001-08-29","12:00:00",18,0]
["2001-08-30","12:00:00",18.600000000000001,0]
["2001-08-31","12:00:00",20.3,0]
["2001-09-01","12:00:00",18.8,0]
["2001-09-02","12:00:00",13.7,0]
["2001-09-03","12:00:00",16.5,0]
["2001-09-04","12:00:00",17.3,0]
["2001-09-05","12:00:00",10.3,1.4]
["2001-09-06","12:00:00",10.6,0]
["2001-09-07","12:00:00",8.5,0.8]
["2001-09-08","12:00:00",11.3,0]
["2001-09-09","12:00:00",10.3,0]
["2001-09-10","12:00:00",7,0]
["2001-09-11","12:00:00",7.4,0]
["2001-09-12","12:00:00",12.9,0]
["2001-09-13","12:00:00",11.8,0]
["2001-09-14","12:00:00",14,0]
["2001-09-15","12:00:00",15.1,0]
["2001-09-16","12:00:00",15.4,0]
["2001-09-17","12:00:00",17,0]
["2001-09-18","12:00:00",15.4,0]
["2001-09-19","12:00:00",11,9.6]
["2001-09-20","12:00:00",9.5,0]
["2001-09-21","12:00:00",13.1,0]
["2001-09-22","12:00:00",11.1,0]
["2001-09-23","12:00:00",17,0]
["2001-09-24","12:00:00",20.100000000000001,0]
["2001-09-25","12:00:00",17.8,0]
["2001-09-26","12:00:00",15.8,0]
["2001-09-27","12:00:00",12.4,0]
["2001-09-28","12:00:00",11.2,1.2]
["2001-09-29","12:00:00",10.7,0]
["2001-09-30","12:00:00",12.8,0]
["2001-10-01","12:00:00",8.1999999999999993,0.4]
["2001-10-02","12:00:00",6.8,0]
["2001-10-03","12:00:00",6,0]
["2001-10-04","12:00:00",2.9,0.8]
["2001-10-05","12:00:00",5.5,0]
["2001-10-06","12:00:00",9.4,0]
["2001-10-07","12:00:00",8.5,1]
["2001-10-08","12:00:00",10.199999999999999,0]
["2001-10-09","12:00:00",5.9,0]
["2001-10-10","12:00:00",6.3,0]
["2001-10-11","12:00:00",7.5,0]
["2001-10-12","12:00:00",4.9000000000000004,0]
["2001-10-13","12:00:00",4.4000000000000004,0]
["2001-10-14","12:00:00",-0.7,0]
["2001-10-15","12:00:00",-1.1000000000000001,0]
["2001-10-16","12:00:00",13,0]
["2001-10-17","12:00:00",3,1.6]
["2001-10-18","12:00:00",5.6,0]
["2001-10-19","12:00:00",6.9,0]
["2001-10-20","12:00:00",1.5,0]
["2001-10-21","12:00:00",0.5,0]
["2001-10-22","12:00:00",1.3,0]
["2001-10-23","12:00:00",-1.9,2.2000000000000002]
["2001-10-24","12:00:00",-1.7,5.0999999999999996]
["2001-10-25","12:00:00",-3.4,0]
["2001-10-26","12:00:00",4.2,0]
["2001-10-27","12:00:00",4.9000000000000004,4.8]
["2001-10-28","12:00:00",-4.5,0]
["2001-10-29","12:00:00",0.4,0]
["2001-10-30","12:00:00",2.7,0]
["2001-10-31","12:00:00",7,2]
["2001-11-01","12:00:00",2.6,0]
["2001-11-02","12:00:00",2.5,0]
["2001-11-03","12:00:00",5.7,0]
["2001-11-04","12:00:00",9.6,0]
["2001-11-05","12:00:00",0.7,0.6]
["2001-11-06","12:00:00",-3.7,0]
["2001-11-07","12:00:00",-0.7,0]
["2001-11-08","12:00:00",6,0]
["2001-11-09","12:00:00",8.4,0]
["2001-11-10","12:00:00",5.6,0]
["2001-11-11","12:00:00",3.8,0]
["2001-11-12","12:00:00",7.7,0]
["2001-11-13","12:00:00",9.3000000000000007,0]
["2001-11-14","12:00:00",6.6,0]
["2001-11-15","12:00:00",7.8,0]
["2001-11-16","12:00:00",5.7,0]
["2001-11-17","12:00:00",0.7,0]
["2001-11-18","12:00:00",-3,0]
["2001-11-19","12:00:00",2.5,0.4]
["2001-11-20","12:00:00",6.9,0]
["2001-11-21","12:00:00",5.2,0]
["2001-11-22","12:00:00",0.5,0]
["2001-11-23","12:00:00",-1.7,0.8]
["2001-11-24","12:00:00",-5.9,6.9]
["2001-11-25","12:00:00",-9.9,4.5]
["2001-11-26","12:00:00",-13.6,0.2]
["2001-11-27","12:00:00",-14.9,0.2]
["2001-11-28","12:00:00",-14.7,2.8]
["2001-11-29","12:00:00",-19.7,0.2]
["2001-11-30","12:00:00",-15.2,0]
["2001-12-01","12:00:00",-9.1,0]
["2001-12-02","12:00:00",-11.7,0]
["2001-12-03","12:00:00",-11.1,0]
["2001-12-04","12:00:00",-11.6,0]
["2001-12-05","12:00:00",-13.1,0]
["2001-12-06","12:00:00",-8.6999999999999993,0]
["2001-12-07","12:00:00",-2.8,0]
["2001-12-08","12:00:00",3.3,0]
["2001-12-09","12:00:00",-4.5999999999999996,3.2]
["2001-12-10","12:00:00",-8.6999999999999993,0]
["2001-12-11","12:00:00",-14.4,0]
["2001-12-12","12:00:00",-7.4,0]
["2001-12-13","12:00:00",-2.4,0]
["2001-12-14","12:00:00",-3.8,0]
["2001-12-15","12:00:00",-5.2,0]
["2001-12-16","12:00:00",-1.7,0]
["2001-12-17","12:00:00",-1.1000000000000001,0]
["2001-12-18","12:00:00",-5.4,0]
["2001-12-19","12:00:00",-5.5,0]
["2001-12-20","12:00:00",-11.6,0]
["2001-12-21","12:00:00",-11.3,0]
["2001-12-22","12:00:00",-10.6,0]
["2001-12-23","12:00:00",-9.5,0]
["2001-12-24","12:00:00",-6.2,0]
["2001-12-25","12:00:00",-2.4,0]
["2001-12-26","12:00:00",-5.5,0]
["2001-12-27","12:00:00",-6.5,0]
["2001-12-28","12:00:00",-11.2,1.6]
["2001-12-29","12:00:00",-15.4,0]
["2001-12-30","12:00:00",-18.899999999999999,0]
["2001-12-31","12:00:00",-20.100000000000001,0]
["2002-01-01","12:00:00",-15,0]
["2002-01-02","12:00:00",-3.2,0]
["2002-01-03","12:00:00",4.5,0]
["2002-01-04","12:00:00",2,0]
["2002-01-05","12:00:00",-3.1,0]
["2002-01-06","12:00:00",-1.6,0]
["2002-01-07","12:00:00",4.2,0]
["2002-01-08","12:00:00",5.9,0]
["2002-01-09","12:00:00",-0.2,2]
["2002-01-10","12:00:00",0.6,0]
["2002-01-11","12:00:00",1.1000000000000001,0]
["2002-01-12","12:00:00",2.7,0]
["2002-01-13","12:00:00",-1.6,0]
["2002-01-14","12:00:00",-7.2,0]
["2002-01-15","12:00:00",-5.3,0]
["2002-01-16","12:00:00",-5.6,0]
["2002-01-17","12:00:00",-7.7,0]
["2002-01-18","12:00:00",-6.7,0]
["2002-01-19","12:00:00",-1.7,0]
["2002-01-20","12:00:00",-3.1,0]
["2002-01-21","12:00:00",-6.7,0]
["2002-01-22","12:00:00",-17.3,0.2]
["2002-01-23","12:00:00",-11.8,0]
["2002-01-24","12:00:00",-0.5,0]
["2002-01-25","12:00:00",-14.2,7]
["2002-01-26","12:00:00",-25.2,2.2000000000000002]
["2002-01-27","12:00:00",-26.3,0]
["2002-01-28","12:00:00",-19.3,0]
["2002-01-29","12:00:00",-18.7,0]
["2002-01-30","12:00:00",-13.9,0]
["2002-01-31","12:00:00",-7,0]
["2002-02-01","12:00:00",-6.2,0]
["2002-02-02","12:00:00",-6.6,0]
["2002-02-03","12:00:00",-4,0]
["2002-02-04","12:00:00",1.9,0]
["2002-02-05","12:00:00",-0.9,0]
["2002-02-06","12:00:00",-1.5,0]
["2002-02-07","12:00:00",-2.2000000000000002,0]
["2002-02-08","12:00:00",-6.5,0]
["2002-02-09","12:00:00",-3.6,0]
["2002-02-10","12:00:00",3.8,0]
["2002-02-11","12:00:00",-1.8,0.6]
["2002-02-12","12:00:00",-0.8,0]
["2002-02-13","12:00:00",0.3,0]
["2002-02-14","12:00:00",-0.8,0]
["2002-02-15","12:00:00",6.9,0]
["2002-02-16","12:00:00",4.3,0]
["2002-02-17","12:00:00",4.0999999999999996,0]
["2002-02-18","12:00:00",-1.3,0]
["2002-02-19","12:00:00",0.6,0]
["2002-02-20","12:00:00",0.8,0]
["2002-02-21","12:00:00",1.2,0]
["2002-02-22","12:00:00",-5.5,1.4]
["2002-02-23","12:00:00",-13.5,2.6]
["2002-02-24","12:00:00",-15.8,0]
["2002-02-25","12:00:00",-16,0]
["2002-02-26","12:00:00",-8.4,1]
["2002-02-27","12:00:00",-7.5,1.2]
["2002-02-28","12:00:00",-11.3,2.6]
["2002-03-01","12:00:00",-14.8,0.8]
["2002-03-02","12:00:00",-10.3,0]
["2002-03-03","12:00:00",-2.7,0]
["2002-03-04","12:00:00",-8,2.1]
["2002-03-05","12:00:00",-21.8,3.6]
["2002-03-06","12:00:00",-25.4,0]
["2002-03-07","12:00:00",-25.7,0]
["2002-03-08","12:00:00",-25.4,0]
["2002-03-09","12:00:00",-23.4,0]
["2002-03-10","12:00:00",-18.7,0]
["2002-03-11","12:00:00",-8.1999999999999993,0]
["2002-03-12","12:00:00",-5.6,0.6]
["2002-03-13","12:00:00",-11.8,0.6]
["2002-03-14","12:00:00",-9.3000000000000007,0.2]
["2002-03-15","12:00:00",-13.5,0.6]
["2002-03-16","12:00:00",-17.8,0.7]
["2002-03-17","12:00:00",-19.899999999999999,1]
["2002-03-18","12:00:00",-19.3,0]
["2002-03-19","12:00:00",-19.600000000000001,2.6]
["2002-03-20","12:00:00",-22.9,0]
["2002-03-21","12:00:00",-19.600000000000001,0]
["2002-03-22","12:00:00",-11.5,0]
["2002-03-23","12:00:00",-11.1,0]
["2002-03-24","12:00:00",-10.7,0]
["2002-03-25","12:00:00",-4.2,0]
["2002-03-26","12:00:00",0.1,0]
["2002-03-27","12:00:00",2.1,0]
["2002-03-28","12:00:00",1.5,0]
["2002-03-29","12:00:00",-1.8,0]
["2002-03-30","12:00:00",-4,2]
["2002-03-31","12:00:00",3.7,1.8]
["2002-04-01","12:00:00",-11.1,0.4]
["2002-04-02","12:00:00",-14.8,0]
["2002-04-03","12:00:00",-9.6999999999999993,0]
["2002-04-04","12:00:00",-7.5,0.6]
["2002-04-05","12:00:00",-4.5,0]
["2002-04-06","12:00:00",0.3,0.4]
["2002-04-07","12:00:00",-3.6,7.4]
["2002-04-08","12:00:00",1.1000000000000001,0]
["2002-04-09","12:00:00",-2,1]
["2002-04-10","12:00:00",6.8,0]
["2002-04-11","12:00:00",8.5,0]
["2002-04-12","12:00:00",9.3000000000000007,0]
["2002-04-13","12:00:00",11.7,0]
["2002-04-14","12:00:00",9,0]
["2002-04-15","12:00:00",3,0]
["2002-04-16","12:00:00",3.4,0]
["2002-04-17","12:00:00",-0.9,0.9]
["2002-04-18","12:00:00",-0.4,0]
["2002-04-19","12:00:00",1,0]
["2002-04-20","12:00:00",4.4000000000000004,0]
["2002-04-21","12:00:00",9.4,0]
["2002-04-22","12:00:00",7.7,0]
["2002-04-23","12:00:00",-2.1,0.2]
["2002-04-24","12:00:00",-2.1,0]
["2002-04-25","12:00:00",0.1,0]
["2002-04-26","12:00:00",-1.2,4.8]
["2002-04-27","12:00:00",1.5,0]
["2002-04-28","12:00:00",7.4,0]
["2002-04-29","12:00:00",5.5,1.8]
["2002-04-30","12:00:00",3.8,3]
["2002-05-01","12:00:00",6.6,0]
["2002-05-02","12:00:00",8,2.2000000000000002]
["2002-05-03","12:00:00",-4.7,0.6]
["2002-05-04","12:00:00",-1.2,0]
["2002-05-05","12:00:00",-0.3,5.7]
["2002-05-06","12:00:00",-3.5,9]
["2002-05-07","12:00:00",-2,2]
["2002-05-08","12:00:00",-1,0]
["2002-05-09","12:00:00",0.9,0]
["2002-05-10","12:00:00",4.7,0]
["2002-05-11","12:00:00",7.7,0]
["2002-05-12","12:00:00",9.3000000000000007,0]
["2002-05-13","12:00:00",11.9,0]
["2002-05-14","12:00:00",10.199999999999999,4.9000000000000004]
["2002-05-15","12:00:00",4.2,0.8]
["2002-05-16","12:00:00",5,0]
["2002-05-17","12:00:00",6.2,0.6]
["2002-05-18","12:00:00",8.1,0.6]
["2002-05-19","12:00:00",13.9,0.8]
["2002-05-20","12:00:00",13.2,0]
["2002-05-21","12:00:00",6.6,0]
["2002-05-22","12:00:00",0.1,3.8]
["2002-05-23","12:00:00",2.5,0]
["2002-05-24","12:00:00",3.7,3]
["2002-05-25","12:00:00",8,0]
["2002-05-26","12:00:00",11.7,0]
["2002-05-27","12:00:00",15.7,0]
["2002-05-28","12:00:00",13.7,0]
["2002-05-29","12:00:00",16.899999999999999,0]
["2002-05-30","12:00:00",15.3,0]
["2002-05-31","12:00:00",13,0]
["2002-06-01","12:00:00",12.9,0]
["2002-06-02","12:00:00",10.199999999999999,26]
["2002-06-03","12:00:00",11.6,2.2000000000000002]
["2002-06-04","12:00:00",14.5,0]
["2002-06-05","12:00:00",16.5,0]
["2002-06-06","12:00:00",11.7,0]
["2002-06-07","12:00:00",8.1999999999999993,0]
["2002-06-08","12:00:00",7.5,7]
["2002-06-09","12:00:00",8.6,15.6]
["2002-06-10","12:00:00",10,6.8]
["2002-06-11","12:00:00",11.5,0]
["2002-06-12","12:00:00",11.8,0]
["2002-06-13","12:00:00",14.3,0]
["2002-06-14","12:00:00",15.4,0]
["2002-06-15","12:00:00",16.3,0]
["2002-06-16","12:00:00",17.7,0]
["2002-06-17","12:00:00",16.5,0]
["2002-06-18","12:00:00",8.6,0.6]
["2002-06-19","12:00:00",10.7,0]
["2002-06-20","12:00:00",12.5,0]
["2002-06-21","12:00:00",14.9,0]
["2002-06-22","12:00:00",16.600000000000001,0]
["2002-06-23","12:00:00",18.5,0]
["2002-06-24","12:00:00",19.100000000000001,0]
["2002-06-25","12:00:00",18.3,0]
["2002-06-26","12:00:00",22.1,0]
["2002-06-27","12:00:00",24.3,0.4]
["2002-06-28","12:00:00",20.8,0]
["2002-06-29","12:00:00",18.3,0]
["2002-06-30","12:00:00",13.2,0]
["2002-07-01","12:00:00",13.5,0]
["2002-07-02","12:00:00",13.6,0]
["2002-07-03","12:00:00",14.2,0]
["2002-07-04","12:00:00",15.3,0]
["2002-07-05","12:00:00",14.4,0]
["2002-07-06","12:00:00",14.4,0]
["2002-07-07","12:00:00",18.8,2.6]
["2002-07-08","12:00:00",16.3,12.8]
["2002-07-09","12:00:00",17.600000000000001,1.4]
["2002-07-10","12:00:00",19.399999999999999,0]
["2002-07-11","12:00:00",23.2,0]
["2002-07-12","12:00:00",23.6,0]
["2002-07-13","12:00:00",24.3,0]
["2002-07-14","12:00:00",22.9,0]
["2002-07-15","12:00:00",20.399999999999999,0]
["2002-07-16","12:00:00",21.4,0]
["2002-07-17","12:00:00",23.3,0]
["2002-07-18","12:00:00",22.5,0]
["2002-07-19","12:00:00",21.9,0]
["2002-07-20","12:00:00",15.8,1.2]
["2002-07-21","12:00:00",15.1,0]
["2002-07-22","12:00:00",14.9,0]
["2002-07-23","12:00:00",20.3,0]
["2002-07-24","12:00:00",21.7,0.4]
["2002-07-25","12:00:00",22.5,2.6]
["2002-07-26","12:00:00",19,4.2]
["2002-07-27","12:00:00",16.899999999999999,2.2000000000000002]
["2002-07-28","12:00:00",18,0]
["2002-07-29","12:00:00",16.899999999999999,0]
["2002-07-30","12:00:00",14.6,0.4]
["2002-07-31","12:00:00",9.3000000000000007,6.8]
["2002-08-01","12:00:00",8.6999999999999993,0.2]
["2002-08-02","12:00:00",9.6999999999999993,11.2]
["2002-08-03","12:00:00",4.9000000000000004,0]
["2002-08-04","12:00:00",6.7,3.4]
["2002-08-05","12:00:00",14.1,2.4]
["2002-08-06","12:00:00",13.7,0]
["2002-08-07","12:00:00",12.4,0]
["2002-08-08","12:00:00",14.2,0]
["2002-08-09","12:00:00",17.7,0]
["2002-08-10","12:00:00",13.6,7.8]
["2002-08-11","12:00:00",12.9,0]
["2002-08-12","12:00:00",14.2,0]
["2002-08-13","12:00:00",20.5,0]
["2002-08-14","12:00:00",12.7,6.4]
["2002-08-15","12:00:00",10,0]
["2002-08-16","12:00:00",8.9,7.8]
["2002-08-17","12:00:00",11.6,2.4]
["2002-08-18","12:00:00",12.7,0]
["2002-08-19","12:00:00",15,3.2]
["2002-08-20","12:00:00",15,2.4]
["2002-08-21","12:00:00",14.9,0]
["2002-08-22","12:00:00",16.3,0]
["2002-08-23","12:00:00",18.8,0]
["2002-08-24","12:00:00",18.600000000000001,0]
["2002-08-25","12:00:00",18.8,0]
["2002-08-26","12:00:00",17.7,0]
["2002-08-27","12:00:00",17.600000000000001,0]
["2002-08-28","12:00:00",17.8,0]
["2002-08-29","12:00:00",19.2,0]
["2002-08-30","12:00:00",16.3,10.199999999999999]
["2002-08-31","12:00:00",14.5,0]
["2002-09-01","12:00:00",10.6,10.4]
["2002-09-02","12:00:00",12.2,0]
["2002-09-03","12:00:00",13.7,0]
["2002-09-04","12:00:00",9.5,0]
["2002-09-05","12:00:00",7.4,5.6]
["2002-09-06","12:00:00",7.8,2]
["2002-09-07","12:00:00",10.199999999999999,12.4]
["2002-09-08","12:00:00",10.7,0]
["2002-09-09","12:00:00",13.7,0]
["2002-09-10","12:00:00",17.100000000000001,0]
["2002-09-11","12:00:00",13.9,0]
["2002-09-12","12:00:00",16,0]
["2002-09-13","12:00:00",10.7,0]
["2002-09-14","12:00:00",14.4,0]
["2002-09-15","12:00:00",16.600000000000001,0]
["2002-09-16","12:00:00",15.1,0]
["2002-09-17","12:00:00",9,0]
["2002-09-18","12:00:00",11,0]
["2002-09-19","12:00:00",12,5]
["2002-09-20","12:00:00",6.2,0]
["2002-09-21","12:00:00",6.9,0]
["2002-09-22","12:00:00",5.6,0]
["2002-09-23","12:00:00",7.3,5.8]
["2002-09-24","12:00:00",6.6,0.8]
["2002-09-25","12:00:00",7.6,0]
["2002-09-26","12:00:00",6.2,0]
["2002-09-27","12:00:00",3.9,1.2]
["2002-09-28","12:00:00",11,0]
["2002-09-29","12:00:00",9.4,4.4000000000000004]
["2002-09-30","12:00:00",2.1,10.6]
["2002-10-01","12:00:00",3.4,0]
["2002-10-02","12:00:00",7.3,0]
["2002-10-03","12:00:00",6.7,0.6]
["2002-10-04","12:00:00",3.4,2.2000000000000002]
["2002-10-05","12:00:00",3.4,0.8]
["2002-10-06","12:00:00",8.8000000000000007,0]
["2002-10-07","12:00:00",7.9,1.4]
["2002-10-08","12:00:00",7.5,0]
["2002-10-09","12:00:00",7.7,0]
["2002-10-10","12:00:00",1.2,4.4000000000000004]
["2002-10-11","12:00:00",-4.7,2.6]
["2002-10-12","12:00:00",-2,0]
["2002-10-13","12:00:00",8.5,0]
["2002-10-14","12:00:00",4.3,0]
["2002-10-15","12:00:00",3.7,0]
["2002-10-16","12:00:00",6.3,0]
["2002-10-17","12:00:00",9,0]
["2002-10-18","12:00:00",8,0]
["2002-10-19","12:00:00",7.3,0]
["2002-10-20","12:00:00",6.7,0.4]
["2002-10-21","12:00:00",1.3,4.2]
["2002-10-22","12:00:00",-2.9,0]
["2002-10-23","12:00:00",-3,0]
["2002-10-24","12:00:00",0.9,0]
["2002-10-25","12:00:00",1,0.8]
["2002-10-26","12:00:00",-3.3,1.2]
["2002-10-27","12:00:00",-2.2999999999999998,0]
["2002-10-28","12:00:00",-6.7,5]
["2002-10-29","12:00:00",-12.3,0]
["2002-10-30","12:00:00",-11.5,0]
["2002-10-31","12:00:00",-5.5,0]
["2002-11-01","12:00:00",-1.1000000000000001,0]
["2002-11-02","12:00:00",0.2,0]
["2002-11-03","12:00:00",-1.7,0]
["2002-11-04","12:00:00",0.9,0]
["2002-11-05","12:00:00",8.5,0]
["2002-11-06","12:00:00",9,0]
["2002-11-07","12:00:00",7.5,0]
["2002-11-08","12:00:00",0.1,6.4]
["2002-11-09","12:00:00",-6.9,3.4]
["2002-11-10","12:00:00",-6.9,0]
["2002-11-11","12:00:00",-0.7,0]
["2002-11-12","12:00:00",-1,0]
["2002-11-13","12:00:00",3.7,0]
["2002-11-14","12:00:00",2.2999999999999998,0]
["2002-11-15","12:00:00",2.5,0]
["2002-11-16","12:00:00",3.8,0]
["2002-11-17","12:00:00",5.0999999999999996,0]
["2002-11-18","12:00:00",6.5,0]
["2002-11-19","12:00:00",9.6999999999999993,0]
["2002-11-20","12:00:00",11.1,0]
["2002-11-21","12:00:00",8.8000000000000007,0]
["2002-11-22","12:00:00",4.0999999999999996,0]
["2002-11-23","12:00:00",-5.0999999999999996,0]
["2002-11-24","12:00:00",-3.1,0]
["2002-11-25","12:00:00",-0.3,0]
["2002-11-26","12:00:00",1.5,0.2]
["2002-11-27","12:00:00",7.2,0]
["2002-11-28","12:00:00",6.7,0]
["2002-11-29","12:00:00",1.9,0]
["2002-11-30","12:00:00",5.9,0]
["2002-12-01","12:00:00",5.2,0]
["2002-12-02","12:00:00",-2.5,0.6]
["2002-12-03","12:00:00",-10.5,0.8]
["2002-12-04","12:00:00",-7.4,0]
["2002-12-05","12:00:00",-2.4,0]
["2002-12-06","12:00:00",-3.3,0]
["2002-12-07","12:00:00",-2.8,0]
["2002-12-08","12:00:00",1.1000000000000001,0]
["2002-12-09","12:00:00",3.4,0]
["2002-12-10","12:00:00",4.7,0]
["2002-12-11","12:00:00",2.2000000000000002,0]
["2002-12-12","12:00:00",5,0]
["2002-12-13","12:00:00",3.6,0]
["2002-12-14","12:00:00",1.4,0]
["2002-12-15","12:00:00",5.6,0]
["2002-12-16","12:00:00",3,0]
["2002-12-17","12:00:00",-1.1000000000000001,0]
["2002-12-18","12:00:00",-2.9,0]
["2002-12-19","12:00:00",-5.3,0]
["2002-12-20","12:00:00",-9.5,0]
["2002-12-21","12:00:00",-12.9,0]
["2002-12-22","12:00:00",-9.8000000000000007,0]
["2002-12-23","12:00:00",-7.3,0]
["2002-12-24","12:00:00",-8.5,0]
["2002-12-25","12:00:00",0.5,0]
["2002-12-26","12:00:00",0.8,0]
["2002-12-27","12:00:00",-4.7,0]
["2002-12-28","12:00:00",-5.2,1.8]
["2002-12-29","12:00:00",-11.6,7]
["2002-12-30","12:00:00",-9.6999999999999993,0]
["2002-12-31","12:00:00",-8.8000000000000007,0]
["2003-01-01","12:00:00",-6.1,0]
["2003-01-02","12:00:00",0.9,0]
["2003-01-03","12:00:00",-0.5,0]
["2003-01-04","12:00:00",0.7,0]
["2003-01-05","12:00:00",4.5,0.2]
["2003-01-06","12:00:00",8.4,0]
["2003-01-07","12:00:00",9.5,0]
["2003-01-08","12:00:00",2.7,0]
["2003-01-09","12:00:00",-8.6999999999999993,0]
["2003-01-10","12:00:00",-10.1,0]
["2003-01-11","12:00:00",-4.0999999999999996,0]
["2003-01-12","12:00:00",-15.5,0]
["2003-01-13","12:00:00",-12,1]
["2003-01-14","12:00:00",-14.5,0.8]
["2003-01-15","12:00:00",-7.1,0.2]
["2003-01-16","12:00:00",-5.4,0]
["2003-01-17","12:00:00",-4.3,0]
["2003-01-18","12:00:00",1.3,0]
["2003-01-19","12:00:00",0.3,0]
["2003-01-20","12:00:00",-12.4,0.8]
["2003-01-21","12:00:00",-20.5,0.6]
["2003-01-22","12:00:00",-23.4,1.2]
["2003-01-23","12:00:00",-20.399999999999999,0.4]
["2003-01-24","12:00:00",-21.1,0]
["2003-01-25","12:00:00",-21.8,0]
["2003-01-26","12:00:00",-4.3,0]
["2003-01-27","12:00:00",-0.6,0]
["2003-01-28","12:00:00",-12.1,0.4]
["2003-01-29","12:00:00",-5.5,0]
["2003-01-30","12:00:00",2.7,0]
["2003-01-31","12:00:00",4,0]
["2003-02-01","12:00:00",2.8,0]
["2003-02-02","12:00:00",-1.8,0]
["2003-02-03","12:00:00",-3.5,1]
["2003-02-04","12:00:00",-1.9,0]
["2003-02-05","12:00:00",-5.4,1.8]
["2003-02-06","12:00:00",-4.3,0]
["2003-02-07","12:00:00",-0.1,0]
["2003-02-08","12:00:00",-3.8,3.4]
["2003-02-09","12:00:00",-2.7,6.2]
["2003-02-10","12:00:00",-2.6,1.2]
["2003-02-11","12:00:00",-2.7,0]
["2003-02-12","12:00:00",-2.5,0]
["2003-02-13","12:00:00",-5.7,0]
["2003-02-14","12:00:00",-11.7,0.4]
["2003-02-15","12:00:00",-7.6,0]
["2003-02-16","12:00:00",-4.9000000000000004,1]
["2003-02-17","12:00:00",-9.1999999999999993,0]
["2003-02-18","12:00:00",-1.6,0]
["2003-02-19","12:00:00",-4.2,0]
["2003-02-20","12:00:00",-17,0.3]
["2003-02-21","12:00:00",-20.2,0]
["2003-02-22","12:00:00",-22.1,0.6]
["2003-02-23","12:00:00",-20.7,0]
["2003-02-24","12:00:00",-13.4,0]
["2003-02-25","12:00:00",-13.3,0]
["2003-02-26","12:00:00",-6.1,4]
["2003-02-27","12:00:00",-9.1999999999999993,1.8]
["2003-02-28","12:00:00",-5.9,0]
["2003-03-01","12:00:00",-12.2,0.2]
["2003-03-02","12:00:00",-4.5999999999999996,3]
["2003-03-03","12:00:00",-12.3,0.4]
["2003-03-04","12:00:00",-18,0.4]
["2003-03-05","12:00:00",-9.8000000000000007,0.9]
["2003-03-06","12:00:00",-20.7,0]
["2003-03-07","12:00:00",-25.4,1]
["2003-03-08","12:00:00",-28.4,0]
["2003-03-09","12:00:00",-26.8,0.2]
["2003-03-10","12:00:00",-18.600000000000001,0.2]
["2003-03-11","12:00:00",-17.100000000000001,0.4]
["2003-03-12","12:00:00",-14.9,0]
["2003-03-13","12:00:00",-0.9,0]
["2003-03-14","12:00:00",8,0]
["2003-03-15","12:00:00",3.8,0]
["2003-03-16","12:00:00",-0.6,8.3000000000000007]
["2003-03-17","12:00:00",2.1,0]
["2003-03-18","12:00:00",1.8,0]
["2003-03-19","12:00:00",2.8,0]
["2003-03-20","12:00:00",4.4000000000000004,0]
["2003-03-21","12:00:00",5.6,0]
["2003-03-22","12:00:00",7,0]
["2003-03-23","12:00:00",5,0]
["2003-03-24","12:00:00",-0.4,0]
["2003-03-25","12:00:00",1.6,0]
["2003-03-26","12:00:00",-1.5,0]
["2003-03-27","12:00:00",-0.1,0]
["2003-03-28","12:00:00",0.1,0]
["2003-03-29","12:00:00",4.4000000000000004,0]
["2003-03-30","12:00:00",12.7,0]
["2003-03-31","12:00:00",5.4,0.8]
["2003-04-01","12:00:00",-1.1000000000000001,6]
["2003-04-02","12:00:00",-7.2,5.4]
["2003-04-03","12:00:00",-10.199999999999999,1.8]
["2003-04-04","12:00:00",-9.3000000000000007,1.8]
["2003-04-05","12:00:00",-4.8,2.5]
["2003-04-06","12:00:00",-2.6,0]
["2003-04-07","12:00:00",0.9,0]
["2003-04-08","12:00:00",7.1,0]
["2003-04-09","12:00:00",8.4,0]
["2003-04-10","12:00:00",6.1,0]
["2003-04-11","12:00:00",10.6,0]
["2003-04-12","12:00:00",6.1,1.4]
["2003-04-13","12:00:00",3.5,11.4]
["2003-04-14","12:00:00",2.4,3.6]
["2003-04-15","12:00:00",4.8,0]
["2003-04-16","12:00:00",5.9,0]
["2003-04-17","12:00:00",6.4,0]
["2003-04-18","12:00:00",5.0999999999999996,0.6]
["2003-04-19","12:00:00",6,0]
["2003-04-20","12:00:00",8,0]
["2003-04-21","12:00:00",10.9,0]
["2003-04-22","12:00:00",10.8,0]
["2003-04-23","12:00:00",11.3,0]
["2003-04-24","12:00:00",14.4,0]
["2003-04-25","12:00:00",7.3,24.3]
["2003-04-26","12:00:00",0.6,19]
["2003-04-27","12:00:00",-0.7,0.6]
["2003-04-28","12:00:00",-0.6,3.4]
["2003-04-29","12:00:00",2.2000000000000002,0]
["2003-04-30","12:00:00",3.9,0]
["2003-05-01","12:00:00",8.1999999999999993,0]
["2003-05-02","12:00:00",7.5,0]
["2003-05-03","12:00:00",-0.8,2.8]
["2003-05-04","12:00:00",-0.8,2.5]
["2003-05-05","12:00:00",-1.4,8.8000000000000007]
["2003-05-06","12:00:00",-1.1000000000000001,2.4]
["2003-05-07","12:00:00",0.3,1]
["2003-05-08","12:00:00",3,0.6]
["2003-05-09","12:00:00",2.5,3]
["2003-05-10","12:00:00",4.8,0]
["2003-05-11","12:00:00",7.5,0]
["2003-05-12","12:00:00",9.1,0.4]
["2003-05-13","12:00:00",12.5,0]
["2003-05-14","12:00:00",13.2,0]
["2003-05-15","12:00:00",7.4,2]
["2003-05-16","12:00:00",4.8,1]
["2003-05-17","12:00:00",3.7,0]
["2003-05-18","12:00:00",3.7,0]
["2003-05-19","12:00:00",4.5999999999999996,0]
["2003-05-20","12:00:00",7.9,0]
["2003-05-21","12:00:00",9.6999999999999993,0]
["2003-05-22","12:00:00",12.2,0]
["2003-05-23","12:00:00",14.4,0]
["2003-05-24","12:00:00",17.3,0]
["2003-05-25","12:00:00",18.8,0]
["2003-05-26","12:00:00",12.8,9.6]
["2003-05-27","12:00:00",15.1,0]
["2003-05-28","12:00:00",17.100000000000001,0]
["2003-05-29","12:00:00",16.3,0]
["2003-05-30","12:00:00",12.2,0]
["2003-05-31","12:00:00",14.2,0.4]
["2003-06-01","12:00:00",14.7,3.6]
["2003-06-02","12:00:00",11.4,0.6]
["2003-06-03","12:00:00",11.4,0]
["2003-06-04","12:00:00",14.1,0]
["2003-06-05","12:00:00",13.2,0]
["2003-06-06","12:00:00",8.6999999999999993,0]
["2003-06-07","12:00:00",13.3,0]
["2003-06-08","12:00:00",12.7,0.8]
["2003-06-09","12:00:00",12.3,1.2]
["2003-06-10","12:00:00",10.6,18.399999999999999]
["2003-06-11","12:00:00",12.6,7]
["2003-06-12","12:00:00",13.9,0]
["2003-06-13","12:00:00",15.2,0]
["2003-06-14","12:00:00",15.9,0]
["2003-06-15","12:00:00",13.8,0]
["2003-06-16","12:00:00",14,0]
["2003-06-17","12:00:00",15.5,0]
["2003-06-18","12:00:00",20.3,16]
["2003-06-19","12:00:00",14.8,3]
["2003-06-20","12:00:00",13.8,26.2]
["2003-06-21","12:00:00",10.4,13.2]
["2003-06-22","12:00:00",7.9,8.8000000000000007]
["2003-06-23","12:00:00",9.4,1.4]
["2003-06-24","12:00:00",10.199999999999999,0]
["2003-06-25","12:00:00",13.1,0]
["2003-06-26","12:00:00",16.5,0]
["2003-06-27","12:00:00",15.4,0]
["2003-06-28","12:00:00",16.3,4.5999999999999996]
["2003-06-29","12:00:00",18.100000000000001,0]
["2003-06-30","12:00:00",20.5,0]
["2003-07-01","12:00:00",16,0]
["2003-07-02","12:00:00",12.8,1.8]
["2003-07-03","12:00:00",15.7,0]
["2003-07-04","12:00:00",16.2,0]
["2003-07-05","12:00:00",11.8,16.399999999999999]
["2003-07-06","12:00:00",10.9,0]
["2003-07-07","12:00:00",15.1,0]
["2003-07-08","12:00:00",14.8,12.4]
["2003-07-09","12:00:00",14.6,0]
["2003-07-10","12:00:00",14,0]
["2003-07-11","12:00:00",18.600000000000001,0]
["2003-07-12","12:00:00",21.1,0]
["2003-07-13","12:00:00",16.7,6.4]
["2003-07-14","12:00:00",16.8,0]
["2003-07-15","12:00:00",16.100000000000001,0]
["2003-07-16","12:00:00",19.600000000000001,0]
["2003-07-17","12:00:00",18,0]
["2003-07-18","12:00:00",19.2,0]
["2003-07-19","12:00:00",16.5,0]
["2003-07-20","12:00:00",22.6,0]
["2003-07-21","12:00:00",19.2,0]
["2003-07-22","12:00:00",21.1,0]
["2003-07-23","12:00:00",21.3,0]
["2003-07-24","12:00:00",17.899999999999999,0]
["2003-07-25","12:00:00",15.6,0]
["2003-07-26","12:00:00",17.7,3.2]
["2003-07-27","12:00:00",20.5,0]
["2003-07-28","12:00:00",19.899999999999999,0]
["2003-07-29","12:00:00",19.600000000000001,0]
["2003-07-30","12:00:00",20.5,0]
["2003-07-31","12:00:00",21.5,2]
["2003-08-01","12:00:00",21.8,0]
["2003-08-02","12:00:00",20.5,0]
["2003-08-03","12:00:00",18.8,0]
["2003-08-04","12:00:00",18,0]
["2003-08-05","12:00:00",20,19.8]
["2003-08-06","12:00:00",18.8,2.6]
["2003-08-07","12:00:00",18.100000000000001,2.4]
["2003-08-08","12:00:00",17,0]
["2003-08-09","12:00:00",18.8,0.4]
["2003-08-10","12:00:00",18.600000000000001,0]
["2003-08-11","12:00:00",18.899999999999999,0.5]
["2003-08-12","12:00:00",19.3,0]
["2003-08-13","12:00:00",19.2,0]
["2003-08-14","12:00:00",18.3,0]
["2003-08-15","12:00:00",20,0]
["2003-08-16","12:00:00",20.5,0.6]
["2003-08-17","12:00:00",19.399999999999999,0]
["2003-08-18","12:00:00",21.8,0]
["2003-08-19","12:00:00",17.600000000000001,5.2]
["2003-08-20","12:00:00",16.600000000000001,0.8]
["2003-08-21","12:00:00",19.5,0]
["2003-08-22","12:00:00",20.5,0]
["2003-08-23","12:00:00",15.9,0.8]
["2003-08-24","12:00:00",14,0]
["2003-08-25","12:00:00",15.6,0]
["2003-08-26","12:00:00",18.8,0]
["2003-08-27","12:00:00",13.6,6]
["2003-08-28","12:00:00",13,0.2]
["2003-08-29","12:00:00",12.4,0]
["2003-08-30","12:00:00",15.2,0]
["2003-08-31","12:00:00",18,0]
["2003-09-01","12:00:00",15.4,0]
["2003-09-02","12:00:00",15.2,0]
["2003-09-03","12:00:00",18.5,0]
["2003-09-04","12:00:00",19.8,0]
["2003-09-05","12:00:00",19.8,0]
["2003-09-06","12:00:00",18.7,0]
["2003-09-07","12:00:00",20.8,0]
["2003-09-08","12:00:00",13.9,5.8]
["2003-09-09","12:00:00",9.1999999999999993,5.8]
["2003-09-10","12:00:00",13.5,0]
["2003-09-11","12:00:00",11.9,4.8]
["2003-09-12","12:00:00",7.7,1.6]
["2003-09-13","12:00:00",11.5,0]
["2003-09-14","12:00:00",13.5,0]
["2003-09-15","12:00:00",5.0999999999999996,4.5999999999999996]
["2003-09-16","12:00:00",0.1,7.8]
["2003-09-17","12:00:00",-0.5,2.2000000000000002]
["2003-09-18","12:00:00",7,0]
["2003-09-19","12:00:00",10.8,0]
["2003-09-20","12:00:00",10.3,0]
["2003-09-21","12:00:00",9.1,3.8]
["2003-09-22","12:00:00",13.5,0]
["2003-09-23","12:00:00",7.3,3.2]
["2003-09-24","12:00:00",6.4,0]
["2003-09-25","12:00:00",12.5,0]
["2003-09-26","12:00:00",10.1,0]
["2003-09-27","12:00:00",9,0]
["2003-09-28","12:00:00",11.1,0]
["2003-09-29","12:00:00",6.8,0]
["2003-09-30","12:00:00",7.7,0]
["2003-10-01","12:00:00",11.2,0]
["2003-10-02","12:00:00",12.7,0]
["2003-10-03","12:00:00",13.3,0]
["2003-10-04","12:00:00",14.5,0]
["2003-10-05","12:00:00",15.1,0]
["2003-10-06","12:00:00",14.7,0]
["2003-10-07","12:00:00",13.1,0]
["2003-10-08","12:00:00",10.1,0]
["2003-10-09","12:00:00",7.8,0]
["2003-10-10","12:00:00",8.4,0]
["2003-10-11","12:00:00",4.9000000000000004,0]
["2003-10-12","12:00:00",7,0]
["2003-10-13","12:00:00",5.2,5.6]
["2003-10-14","12:00:00",1.1000000000000001,1.8]
["2003-10-15","12:00:00",1.4,0.2]
["2003-10-16","12:00:00",6.9,0]
["2003-10-17","12:00:00",9.4,0]
["2003-10-18","12:00:00",11.3,0]
["2003-10-19","12:00:00",10.4,0]
["2003-10-20","12:00:00",8.6,0]
["2003-10-21","12:00:00",16.2,0]
["2003-10-22","12:00:00",10.199999999999999,0]
["2003-10-23","12:00:00",8.4,2.6]
["2003-10-24","12:00:00",3.5,0]
["2003-10-25","12:00:00",5.8,0]
["2003-10-26","12:00:00",16.600000000000001,0]
["2003-10-27","12:00:00",11.2,4.4000000000000004]
["2003-10-28","12:00:00",2.2000000000000002,5.8]
["2003-10-29","12:00:00",-4.2,10]
["2003-10-30","12:00:00",-11.8,0.4]
["2003-10-31","12:00:00",-13.1,0]
["2003-11-01","12:00:00",-5.2,1.4]
["2003-11-02","12:00:00",-7.7,0]
["2003-11-03","12:00:00",-12.3,2.2000000000000002]
["2003-11-04","12:00:00",-16.399999999999999,0]
["2003-11-05","12:00:00",-12.8,0]
["2003-11-06","12:00:00",-9.6,0]
["2003-11-07","12:00:00",-8.6,0]
["2003-11-08","12:00:00",-6.1,0]
["2003-11-09","12:00:00",-4.5,0]
["2003-11-10","12:00:00",-0.4,0]
["2003-11-11","12:00:00",-4.5,0.8]
["2003-11-12","12:00:00",-2.5,0]
["2003-11-13","12:00:00",4,0]
["2003-11-14","12:00:00",2.1,0]
["2003-11-15","12:00:00",-4.4000000000000004,0]
["2003-11-16","12:00:00",1,0]
["2003-11-17","12:00:00",-0.6,0]
["2003-11-18","12:00:00",2.1,0]
["2003-11-19","12:00:00",-6,8.4]
["2003-11-20","12:00:00",-12.7,0.2]
["2003-11-21","12:00:00",-18.3,0.2]
["2003-11-22","12:00:00",-19.5,0]
["2003-11-23","12:00:00",-5.0999999999999996,0]
["2003-11-24","12:00:00",-5.9,0]
["2003-11-25","12:00:00",-3.5,0]
["2003-11-26","12:00:00",-6.6,0]
["2003-11-27","12:00:00",-5.4,0]
["2003-11-28","12:00:00",0.8,0]
["2003-11-29","12:00:00",-1.3,0]
["2003-11-30","12:00:00",-5.3,0]
["2003-12-01","12:00:00",-7.4,0]
["2003-12-02","12:00:00",-2.2000000000000002,0]
["2003-12-03","12:00:00",-0.5,0.2]
["2003-12-04","12:00:00",-9.6999999999999993,0]
["2003-12-05","12:00:00",-3.6,0]
["2003-12-06","12:00:00",0.1,0]
["2003-12-07","12:00:00",-6.4,0]
["2003-12-08","12:00:00",-12.7,0]
["2003-12-09","12:00:00",-10.4,0]
["2003-12-10","12:00:00",-12.6,0]
["2003-12-11","12:00:00",-8.6999999999999993,0]
["2003-12-12","12:00:00",-3.1,0]
["2003-12-13","12:00:00",-4.0999999999999996,0]
["2003-12-14","12:00:00",-4.7,0]
["2003-12-15","12:00:00",-3.2,0]
["2003-12-16","12:00:00",0.7,0]
["2003-12-17","12:00:00",-0.4,0]
["2003-12-18","12:00:00",-1,0]
["2003-12-19","12:00:00",4,0]
["2003-12-20","12:00:00",3,0]
["2003-12-21","12:00:00",-0.7,0]
["2003-12-22","12:00:00",-0.3,0]
["2003-12-23","12:00:00",-2.1,0]
["2003-12-24","12:00:00",1.7,0]
["2003-12-25","12:00:00",-1.6,0]
["2003-12-26","12:00:00",-3.9,0]
["2003-12-27","12:00:00",-9.1999999999999993,0]
["2003-12-28","12:00:00",-12.5,0]
["2003-12-29","12:00:00",-16.7,0.5]
["2003-12-30","12:00:00",-15.2,0]
["2003-12-31","12:00:00",-7.5,0]
["2004-01-01","12:00:00",-12.5,1]
["2004-01-02","12:00:00",-21.2,0.8]
["2004-01-03","12:00:00",-24.8,0]
["2004-01-04","12:00:00",-23.1,0]
["2004-01-05","12:00:00",-19.3,0]
["2004-01-06","12:00:00",-19,0]
["2004-01-07","12:00:00",-14.7,0]
["2004-01-08","12:00:00",-5.6,0]
["2004-01-09","12:00:00",-1.9,0]
["2004-01-10","12:00:00",3.1,0]
["2004-01-11","12:00:00",-0.6,0]
["2004-01-12","12:00:00",-3.2,0]
["2004-01-13","12:00:00",2.8,0]
["2004-01-14","12:00:00",5.8,0]
["2004-01-15","12:00:00",6.6,0]
["2004-01-16","12:00:00",0.4,0]
["2004-01-17","12:00:00",-5.0999999999999996,0]
["2004-01-18","12:00:00",-1.4,0]
["2004-01-19","12:00:00",3.2,0]
["2004-01-20","12:00:00",-0.8,0]
["2004-01-21","12:00:00",-0.8,0]
["2004-01-22","12:00:00",6.3,0]
["2004-01-23","12:00:00",-0.9,0.6]
["2004-01-24","12:00:00",-14.7,7.4]
["2004-01-25","12:00:00",-23.4,0.4]
["2004-01-26","12:00:00",-28.3,0]
["2004-01-27","12:00:00",-31.9,0.2]
["2004-01-28","12:00:00",-29.5,0]
["2004-01-29","12:00:00",-26.2,1]
["2004-01-30","12:00:00",-22.3,3.1]
["2004-01-31","12:00:00",-21.1,2.4]
["2004-02-01","12:00:00",-17.3,0.8]
["2004-02-02","12:00:00",-16.899999999999999,0]
["2004-02-03","12:00:00",-10.199999999999999,0]
["2004-02-04","12:00:00",-2.7,0]
["2004-02-05","12:00:00",-7.8,0]
["2004-02-06","12:00:00",-2.9,0]
["2004-02-07","12:00:00",-2.1,0.2]
["2004-02-08","12:00:00",-3.6,1.2]
["2004-02-09","12:00:00",0.7,0]
["2004-02-10","12:00:00",-4.4000000000000004,0]
["2004-02-11","12:00:00",-7.4,0]
["2004-02-12","12:00:00",2.2000000000000002,0]
["2004-02-13","12:00:00",-5.7,0]
["2004-02-14","12:00:00",-8.6,0]
["2004-02-15","12:00:00",-1.2,0]
["2004-02-16","12:00:00",-3.5,0]
["2004-02-17","12:00:00",0.8,0]
["2004-02-18","12:00:00",2.6,0]
["2004-02-19","12:00:00",2.7,0]
["2004-02-20","12:00:00",1.4,0]
["2004-02-21","12:00:00",1.3,0]
["2004-02-22","12:00:00",-0.2,0]
["2004-02-23","12:00:00",0.8,0]
["2004-02-24","12:00:00",2.2999999999999998,0]
["2004-02-25","12:00:00",2.8,0]
["2004-02-26","12:00:00",-1.7,0]
["2004-02-27","12:00:00",-4,0]
["2004-02-28","12:00:00",-3.8,0]
["2004-02-29","12:00:00",-3,0]
["2004-03-01","12:00:00",-3.6,0.4]
["2004-03-02","12:00:00",-10.3,4.0999999999999996]
["2004-03-03","12:00:00",-14.8,0]
["2004-03-04","12:00:00",-7.9,0]
["2004-03-05","12:00:00",-4.7,0]
["2004-03-06","12:00:00",-0.8,0]
["2004-03-07","12:00:00",3.5,0]
["2004-03-08","12:00:00",10,0]
["2004-03-09","12:00:00",7,1.2]
["2004-03-10","12:00:00",-1.5,0]
["2004-03-11","12:00:00",3.1,0]
["2004-03-12","12:00:00",6.3,1.2]
["2004-03-13","12:00:00",-0.4,0]
["2004-03-14","12:00:00",3.1,0]
["2004-03-15","12:00:00",2.6,0]
["2004-03-16","12:00:00",3.1,0]
["2004-03-17","12:00:00",2.2999999999999998,0]
["2004-03-18","12:00:00",5.7,4]
["2004-03-19","12:00:00",0.9,0]
["2004-03-20","12:00:00",-0.9,0]
["2004-03-21","12:00:00",0.1,0]
["2004-03-22","12:00:00",0.9,0]
["2004-03-23","12:00:00",2.5,0]
["2004-03-24","12:00:00",7.3,0]
["2004-03-25","12:00:00",5.8,0]
["2004-03-26","12:00:00",4.3,0]
["2004-03-27","12:00:00",3.6,0]
["2004-03-28","12:00:00",7.5,0]
["2004-03-29","12:00:00",8.6999999999999993,0]
["2004-03-30","12:00:00",12.6,0]
["2004-03-31","12:00:00",6.4,0]
["2004-04-01","12:00:00",2.8,0.6]
["2004-04-02","12:00:00",3.5,0]
["2004-04-03","12:00:00",5.8,0]
["2004-04-04","12:00:00",10.8,0]
["2004-04-05","12:00:00",7.6,0]
["2004-04-06","12:00:00",5.4,0]
["2004-04-07","12:00:00",7.3,0]
["2004-04-08","12:00:00",7.8,0]
["2004-04-09","12:00:00",5.8,0]
["2004-04-10","12:00:00",7.1,0]
["2004-04-11","12:00:00",8.9,0]
["2004-04-12","12:00:00",10.8,0]
["2004-04-13","12:00:00",3.3,0]
["2004-04-14","12:00:00",0.9,9.8000000000000007]
["2004-04-15","12:00:00",-2.2999999999999998,0]
["2004-04-16","12:00:00",-3.1,3.6]
["2004-04-17","12:00:00",2.4,0.6]
["2004-04-18","12:00:00",4.2,0]
["2004-04-19","12:00:00",6.9,0]
["2004-04-20","12:00:00",4,0]
["2004-04-21","12:00:00",5.7,0]
["2004-04-22","12:00:00",7,0]
["2004-04-23","12:00:00",10.199999999999999,0.4]
["2004-04-24","12:00:00",6.7,0]
["2004-04-25","12:00:00",6.5,0]
["2004-04-26","12:00:00",14.9,0]
["2004-04-27","12:00:00",12.1,2.8]
["2004-04-28","12:00:00",4.4000000000000004,0.2]
["2004-04-29","12:00:00",7.1,0]
["2004-04-30","12:00:00",7.5,0]
["2004-05-01","12:00:00",9.5,0]
["2004-05-02","12:00:00",14.4,0]
["2004-05-03","12:00:00",9.6999999999999993,0]
["2004-05-04","12:00:00",10.5,4.5999999999999996]
["2004-05-05","12:00:00",-1.4,2.4]
["2004-05-06","12:00:00",3.3,0]
["2004-05-07","12:00:00",8.8000000000000007,0]
["2004-05-08","12:00:00",13,0.2]
["2004-05-09","12:00:00",2.4,2.4]
["2004-05-10","12:00:00",5.0999999999999996,1.2]
["2004-05-11","12:00:00",-0.4,19.8]
["2004-05-12","12:00:00",2.6,1.2]
["2004-05-13","12:00:00",3.5,0]
["2004-05-14","12:00:00",5.9,0]
["2004-05-15","12:00:00",6.7,0]
["2004-05-16","12:00:00",9.4,0]
["2004-05-17","12:00:00",11.1,0]
["2004-05-18","12:00:00",12.4,0]
["2004-05-19","12:00:00",14.2,1.6]
["2004-05-20","12:00:00",7.1,7.6]
["2004-05-21","12:00:00",6.1,0]
["2004-05-22","12:00:00",3.3,8.4]
["2004-05-23","12:00:00",5.6,0]
["2004-05-24","12:00:00",6.5,0.4]
["2004-05-25","12:00:00",10.199999999999999,0]
["2004-05-26","12:00:00",13.9,0]
["2004-05-27","12:00:00",11.5,0.6]
["2004-05-28","12:00:00",12.9,3.2]
["2004-05-29","12:00:00",9.8000000000000007,2]
["2004-05-30","12:00:00",11.9,0]
["2004-05-31","12:00:00",12.7,0]
["2004-06-01","12:00:00",11.8,0]
["2004-06-02","12:00:00",13.2,0]
["2004-06-03","12:00:00",15.1,0]
["2004-06-04","12:00:00",15.4,0]
["2004-06-05","12:00:00",18.7,0]
["2004-06-06","12:00:00",11.2,45.8]
["2004-06-07","12:00:00",11.2,0.4]
["2004-06-08","12:00:00",9.1999999999999993,0]
["2004-06-09","12:00:00",10,0]
["2004-06-10","12:00:00",12.5,0]
["2004-06-11","12:00:00",13.4,0]
["2004-06-12","12:00:00",12.1,7.2]
["2004-06-13","12:00:00",12.2,7.2]
["2004-06-14","12:00:00",9.6,4.8]
["2004-06-15","12:00:00",11.2,1]
["2004-06-16","12:00:00",11.1,1]
["2004-06-17","12:00:00",9.1,0]
["2004-06-18","12:00:00",9.3000000000000007,0]
["2004-06-19","12:00:00",12.5,0]
["2004-06-20","12:00:00",13.9,2.6]
["2004-06-21","12:00:00",14.1,2.2000000000000002]
["2004-06-22","12:00:00",15.8,2.4]
["2004-06-23","12:00:00",13.6,3.6]
["2004-06-24","12:00:00",13.2,0]
["2004-06-25","12:00:00",14.3,16.8]
["2004-06-26","12:00:00",14.4,0]
["2004-06-27","12:00:00",14.6,0]
["2004-06-28","12:00:00",17.2,0]
["2004-06-29","12:00:00",18,0]
["2004-06-30","12:00:00",16.3,3.2]
["2004-07-01","12:00:00",17.3,1]
["2004-07-02","12:00:00",18.3,4.2]
["2004-07-03","12:00:00",14.7,4.5999999999999996]
["2004-07-04","12:00:00",8.6,1.6]
["2004-07-05","12:00:00",11.7,0]
["2004-07-06","12:00:00",15.2,0]
["2004-07-07","12:00:00",11.7,15.4]
["2004-07-08","12:00:00",12.6,0.6]
["2004-07-09","12:00:00",14.6,0]
["2004-07-10","12:00:00",15.1,0]
["2004-07-11","12:00:00",14.7,5]
["2004-07-12","12:00:00",18.2,0]
["2004-07-13","12:00:00",18.2,0.4]
["2004-07-14","12:00:00",18.100000000000001,0]
["2004-07-15","12:00:00",20,1.8]
["2004-07-16","12:00:00",20.399999999999999,0]
["2004-07-17","12:00:00",22.7,0]
["2004-07-18","12:00:00",23.5,0]
["2004-07-19","12:00:00",21.3,9.6]
["2004-07-20","12:00:00",19.600000000000001,0.4]
["2004-07-21","12:00:00",16.5,0.8]
["2004-07-22","12:00:00",16.100000000000001,0]
["2004-07-23","12:00:00",16.399999999999999,0]
["2004-07-24","12:00:00",19.399999999999999,0]
["2004-07-25","12:00:00",21.4,0]
["2004-07-26","12:00:00",16.100000000000001,0.6]
["2004-07-27","12:00:00",13.9,0.2]
["2004-07-28","12:00:00",15,6.8]
["2004-07-29","12:00:00",19,1.2]
["2004-07-30","12:00:00",18.399999999999999,0]
["2004-07-31","12:00:00",16.8,0]
["2004-08-01","12:00:00",13.5,0.2]
["2004-08-02","12:00:00",17.600000000000001,0]
["2004-08-03","12:00:00",18.3,0.6]
["2004-08-04","12:00:00",18.7,5.6]
["2004-08-05","12:00:00",17.600000000000001,1.4]
["2004-08-06","12:00:00",15,0]
["2004-08-07","12:00:00",13.5,6.2]
["2004-08-08","12:00:00",13,1]
["2004-08-09","12:00:00",12.3,2]
["2004-08-10","12:00:00",13.5,0]
["2004-08-11","12:00:00",15.7,0]
["2004-08-12","12:00:00",19.3,0]
["2004-08-13","12:00:00",19.2,0]
["2004-08-14","12:00:00",19.8,0]
["2004-08-15","12:00:00",18.8,7.6]
["2004-08-16","12:00:00",19.3,0.6]
["2004-08-17","12:00:00",19.100000000000001,0]
["2004-08-18","12:00:00",15.5,0]
["2004-08-19","12:00:00",18.399999999999999,0.6]
["2004-08-20","12:00:00",17.399999999999999,0]
["2004-08-21","12:00:00",15.8,2.4]
["2004-08-22","12:00:00",9,15.6]
["2004-08-23","12:00:00",9.5,1.8]
["2004-08-24","12:00:00",12.6,4]
["2004-08-25","12:00:00",9.8000000000000007,9]
["2004-08-26","12:00:00",13.4,0]
["2004-08-27","12:00:00",13.4,0]
["2004-08-28","12:00:00",14,0]
["2004-08-29","12:00:00",15.2,0]
["2004-08-30","12:00:00",14.6,0]
["2004-08-31","12:00:00",18.899999999999999,0]
["2004-09-01","12:00:00",15.1,2]
["2004-09-02","12:00:00",10.1,3.6]
["2004-09-03","12:00:00",10.199999999999999,9.4]
["2004-09-04","12:00:00",12.3,0]
["2004-09-05","12:00:00",10.199999999999999,0.2]
["2004-09-06","12:00:00",8.9,0]
["2004-09-07","12:00:00",11.5,2.4]
["2004-09-08","12:00:00",13,1]
["2004-09-09","12:00:00",3.9,3.2]
["2004-09-10","12:00:00",5.0999999999999996,0.4]
["2004-09-11","12:00:00",13.1,2]
["2004-09-12","12:00:00",10.5,0.2]
["2004-09-13","12:00:00",10.8,0]
["2004-09-14","12:00:00",10.3,4.4000000000000004]
["2004-09-15","12:00:00",8.1,0]
["2004-09-16","12:00:00",7.7,0]
["2004-09-17","12:00:00",10.3,0]
["2004-09-18","12:00:00",8.6,0]
["2004-09-19","12:00:00",4.8,0]
["2004-09-20","12:00:00",3.8,1.6]
["2004-09-21","12:00:00",9.8000000000000007,0]
["2004-09-22","12:00:00",14.7,0]
["2004-09-23","12:00:00",11,0]
["2004-09-24","12:00:00",13,0]
["2004-09-25","12:00:00",15.1,0]
["2004-09-26","12:00:00",10.1,0]
["2004-09-27","12:00:00",12.5,0]
["2004-09-28","12:00:00",13.4,0]
["2004-09-29","12:00:00",5,0]
["2004-09-30","12:00:00",2.6,0]
["2004-10-01","12:00:00",5,0]
["2004-10-02","12:00:00",10.9,0]
["2004-10-03","12:00:00",4.0999999999999996,0]
["2004-10-04","12:00:00",12.2,0]
["2004-10-05","12:00:00",14,0]
["2004-10-06","12:00:00",13.6,0]
["2004-10-07","12:00:00",11.1,0]
["2004-10-08","12:00:00",13.8,0]
["2004-10-09","12:00:00",9.1,3.2]
["2004-10-10","12:00:00",8,0]
["2004-10-11","12:00:00",10.4,0]
["2004-10-12","12:00:00",7.8,0]
["2004-10-13","12:00:00",12.3,0]
["2004-10-14","12:00:00",12,6.4]
["2004-10-15","12:00:00",4.2,1.2]
["2004-10-16","12:00:00",0.1,2]
["2004-10-17","12:00:00",-5.7,3.2]
["2004-10-18","12:00:00",-6.8,2.2999999999999998]
["2004-10-19","12:00:00",-6.9,0]
["2004-10-20","12:00:00",-3.7,0]
["2004-10-21","12:00:00",-3.3,3.2]
["2004-10-22","12:00:00",0.7,0]
["2004-10-23","12:00:00",-1.6,2.6]
["2004-10-24","12:00:00",-2.1,0]
["2004-10-25","12:00:00",-0.1,0]
["2004-10-26","12:00:00",-3.2,0]
["2004-10-27","12:00:00",-1,0]
["2004-10-28","12:00:00",0.9,0]
["2004-10-29","12:00:00",2.6,0]
["2004-10-30","12:00:00",4.9000000000000004,0]
["2004-10-31","12:00:00",0.9,0]
["2004-11-01","12:00:00",-1.1000000000000001,0]
["2004-11-02","12:00:00",4.3,0]
["2004-11-03","12:00:00",1.3,0.4]
["2004-11-04","12:00:00",5.5,0]
["2004-11-05","12:00:00",9.9,0]
["2004-11-06","12:00:00",5.0999999999999996,0.4]
["2004-11-07","12:00:00",-1.7,0]
["2004-11-08","12:00:00",8.1999999999999993,0]
["2004-11-09","12:00:00",7.2,0.4]
["2004-11-10","12:00:00",-0.6,0.4]
["2004-11-11","12:00:00",2.5,0]
["2004-11-12","12:00:00",2.7,0]
["2004-11-13","12:00:00",5.0999999999999996,0]
["2004-11-14","12:00:00",2.5,0]
["2004-11-15","12:00:00",8.3000000000000007,0]
["2004-11-16","12:00:00",3,0]
["2004-11-17","12:00:00",1.5,0]
["2004-11-18","12:00:00",1.3,0]
["2004-11-19","12:00:00",-2.4,0.2]
["2004-11-20","12:00:00",-0.7,0]
["2004-11-21","12:00:00",5.5,0]
["2004-11-22","12:00:00",-1.4,1.2]
["2004-11-23","12:00:00",-6.7,0]
["2004-11-24","12:00:00",-0.9,0]
["2004-11-25","12:00:00",0.2,0]
["2004-11-26","12:00:00",-1.5,0]
["2004-11-27","12:00:00",-5.7,0.4]
["2004-11-28","12:00:00",-5.0999999999999996,0]
["2004-11-29","12:00:00",0.6,0]
["2004-11-30","12:00:00",1.3,0]
["2004-12-01","12:00:00",1,0]
["2004-12-02","12:00:00",5.0999999999999996,0]
["2004-12-03","12:00:00",6.7,0]
["2004-12-04","12:00:00",-4.5,3.8]
["2004-12-05","12:00:00",-13.8,1]
["2004-12-06","12:00:00",-18,0]
["2004-12-07","12:00:00",-17.8,0]
["2004-12-08","12:00:00",-15.5,0]
["2004-12-09","12:00:00",-6.5,0]
["2004-12-10","12:00:00",2.5,0]
["2004-12-11","12:00:00",2.2999999999999998,0.4]
["2004-12-12","12:00:00",-4.5,0]
["2004-12-13","12:00:00",-4.5999999999999996,0]
["2004-12-14","12:00:00",3.1,0]
["2004-12-15","12:00:00",1.2,0]
["2004-12-16","12:00:00",1.5,0]
["2004-12-17","12:00:00",4.5,0]
["2004-12-18","12:00:00",2.2999999999999998,0]
["2004-12-19","12:00:00",5.3,0]
["2004-12-20","12:00:00",-1.8,0.2]
["2004-12-21","12:00:00",-8.3000000000000007,0.6]
["2004-12-22","12:00:00",-13.8,0.2]
["2004-12-23","12:00:00",-7.7,0.5]
["2004-12-24","12:00:00",5.9,0]
["2004-12-25","12:00:00",-0.2,3.2]
["2004-12-26","12:00:00",-13.1,2]
["2004-12-27","12:00:00",-8.8000000000000007,0]
["2004-12-28","12:00:00",-0.7,0]
["2004-12-29","12:00:00",-7.2,0.4]
["2004-12-30","12:00:00",-16.5,1.6]
["2004-12-31","12:00:00",-23.2,0.4]
["2005-01-01","12:00:00",-22,2.4]
["2005-01-02","12:00:00",-19.7,0]
["2005-01-03","12:00:00",-19.8,0.2]
["2005-01-04","12:00:00",-20.8,0]
["2005-01-05","12:00:00",-12.6,0]
["2005-01-06","12:00:00",-6.7,2.8]
["2005-01-07","12:00:00",-16.2,1]
["2005-01-08","12:00:00",-18.8,3.2]
["2005-01-09","12:00:00",-24.5,0]
["2005-01-10","12:00:00",-17.600000000000001,0]
["2005-01-11","12:00:00",-12.9,0]
["2005-01-12","12:00:00",-19.5,0.6]
["2005-01-13","12:00:00",-28.3,0]
["2005-01-14","12:00:00",-26.2,0]
["2005-01-15","12:00:00",-22.4,0]
["2005-01-16","12:00:00",-11.5,0]
["2005-01-17","12:00:00",1.8,0]
["2005-01-18","12:00:00",2.8,0]
["2005-01-19","12:00:00",2.5,0]
["2005-01-20","12:00:00",0.9,0]
["2005-01-21","12:00:00",-8.4,0]
["2005-01-22","12:00:00",-0.8,0]
["2005-01-23","12:00:00",8.1,0]
["2005-01-24","12:00:00",6.8,0]
["2005-01-25","12:00:00",1.5,0]
["2005-01-26","12:00:00",-2.2999999999999998,0]
["2005-01-27","12:00:00",3.1,0]
["2005-01-28","12:00:00",-2.2999999999999998,0]
["2005-01-29","12:00:00",1.2,0]
["2005-01-30","12:00:00",2.2000000000000002,0]
["2005-01-31","12:00:00",6.1,0]
["2005-02-01","12:00:00",4,0]
["2005-02-02","12:00:00",8.5,0]
["2005-02-03","12:00:00",7.7,0]
["2005-02-04","12:00:00",-7.8,3.4]
["2005-02-05","12:00:00",-16.600000000000001,2]
["2005-02-06","12:00:00",-17.5,0.8]
["2005-02-07","12:00:00",-13.9,0]
["2005-02-08","12:00:00",-6.5,0]
["2005-02-09","12:00:00",-0.9,0]
["2005-02-10","12:00:00",3.5,0]
["2005-02-11","12:00:00",3.3,0]
["2005-02-12","12:00:00",2.1,0]
["2005-02-13","12:00:00",-0.5,1.2]
["2005-02-14","12:00:00",-6.6,1.8]
["2005-02-15","12:00:00",-8.1999999999999993,0]
["2005-02-16","12:00:00",-5.7,0]
["2005-02-17","12:00:00",-3.9,0]
["2005-02-18","12:00:00",-7.3,0]
["2005-02-19","12:00:00",-10.9,1.4]
["2005-02-20","12:00:00",-9.5,0]
["2005-02-21","12:00:00",-7.3,0]
["2005-02-22","12:00:00",-2.4,0]
["2005-02-23","12:00:00",1.5,0]
["2005-02-24","12:00:00",2.9,0]
["2005-02-25","12:00:00",3.4,0]
["2005-02-26","12:00:00",1.1000000000000001,0]
["2005-02-27","12:00:00",-0.5,0]
["2005-02-28","12:00:00",2.1,0]
["2005-03-01","12:00:00",4,0]
["2005-03-02","12:00:00",5.0999999999999996,0]
["2005-03-03","12:00:00",6.7,0]
["2005-03-04","12:00:00",5.2,0]
["2005-03-05","12:00:00",8.3000000000000007,0]
["2005-03-06","12:00:00",5.2,0]
["2005-03-07","12:00:00",5.9,0.8]
["2005-03-08","12:00:00",4.4000000000000004,0]
["2005-03-09","12:00:00",6.9,0]
["2005-03-10","12:00:00",5.9,0]
["2005-03-11","12:00:00",11.6,1.8]
["2005-03-12","12:00:00",1.3,0.2]
["2005-03-13","12:00:00",0.3,1.8]
["2005-03-14","12:00:00",-0.3,0.8]
["2005-03-15","12:00:00",-1.3,0.2]
["2005-03-16","12:00:00",-7,1.4]
["2005-03-17","12:00:00",-8.5,1]
["2005-03-18","12:00:00",-10.9,1.2]
["2005-03-19","12:00:00",-12.2,1.6]
["2005-03-20","12:00:00",-7.7,2.2000000000000002]
["2005-03-21","12:00:00",-3.9,0.8]
["2005-03-22","12:00:00",-7,0.2]
["2005-03-23","12:00:00",-9.6,0.6]
["2005-03-24","12:00:00",-10,0]
["2005-03-25","12:00:00",-3.3,0]
["2005-03-26","12:00:00",1.9,0]
["2005-03-27","12:00:00",4.8,0]
["2005-03-28","12:00:00",4.9000000000000004,0]
["2005-03-29","12:00:00",2.7,0]
["2005-03-30","12:00:00",1.1000000000000001,0]
["2005-03-31","12:00:00",3.2,0]
["2005-04-01","12:00:00",7.7,0]
["2005-04-02","12:00:00",2.4,0]
["2005-04-03","12:00:00",2.2000000000000002,0]
["2005-04-04","12:00:00",5.0999999999999996,0]
["2005-04-05","12:00:00",4.7,0]
["2005-04-06","12:00:00",9.1999999999999993,0]
["2005-04-07","12:00:00",13.8,0]
["2005-04-08","12:00:00",8,1.8]
["2005-04-09","12:00:00",4.5999999999999996,0]
["2005-04-10","12:00:00",4.8,0]
["2005-04-11","12:00:00",4.8,0]
["2005-04-12","12:00:00",4.9000000000000004,0]
["2005-04-13","12:00:00",4.2,0]
["2005-04-14","12:00:00",4.0999999999999996,3]
["2005-04-15","12:00:00",6.2,0]
["2005-04-16","12:00:00",9.9,0]
["2005-04-17","12:00:00",4.5,2]
["2005-04-18","12:00:00",6.1,0]
["2005-04-19","12:00:00",5.5,0]
["2005-04-20","12:00:00",8.6,0]
["2005-04-21","12:00:00",10.8,0]
["2005-04-22","12:00:00",12.2,0]
["2005-04-23","12:00:00",10.5,0]
["2005-04-24","12:00:00",10.3,0]
["2005-04-25","12:00:00",10.7,0]
["2005-04-26","12:00:00",6.1,0]
["2005-04-27","12:00:00",-0.7,0.4]
["2005-04-28","12:00:00",-3.9,0.8]
["2005-04-29","12:00:00",-2.2000000000000002,0]
["2005-04-30","12:00:00",-0.1,0.4]
["2005-05-01","12:00:00",0.3,0]
["2005-05-02","12:00:00",3.3,0]
["2005-05-03","12:00:00",8.6,0]
["2005-05-04","12:00:00",9.9,0]
["2005-05-05","12:00:00",11.9,0]
["2005-05-06","12:00:00",13.8,0]
["2005-05-07","12:00:00",8.9,0]
["2005-05-08","12:00:00",8.9,0]
["2005-05-09","12:00:00",9.6999999999999993,0]
["2005-05-10","12:00:00",4.3,5.4]
["2005-05-11","12:00:00",5.8,0]
["2005-05-12","12:00:00",10.5,0]
["2005-05-13","12:00:00",10.199999999999999,0]
["2005-05-14","12:00:00",14,0]
["2005-05-15","12:00:00",17.2,0]
["2005-05-16","12:00:00",16.2,0]
["2005-05-17","12:00:00",11.8,12.8]
["2005-05-18","12:00:00",13.1,0]
["2005-05-19","12:00:00",13.5,0]
["2005-05-20","12:00:00",9.9,0]
["2005-05-21","12:00:00",9.5,0]
["2005-05-22","12:00:00",12.7,0]
["2005-05-23","12:00:00",9.6999999999999993,0.4]
["2005-05-24","12:00:00",10.9,0.2]
["2005-05-25","12:00:00",11.9,0]
["2005-05-26","12:00:00",10.9,0]
["2005-05-27","12:00:00",11.6,0]
["2005-05-28","12:00:00",11.5,0]
["2005-05-29","12:00:00",11.9,0]
["2005-05-30","12:00:00",14.5,0]
["2005-05-31","12:00:00",14.4,0]
["2005-06-01","12:00:00",12.5,8.1999999999999993]
["2005-06-02","12:00:00",13.4,18.600000000000001]
["2005-06-03","12:00:00",12.3,14.8]
["2005-06-04","12:00:00",12.1,5.6]
["2005-06-05","12:00:00",12.4,36.6]
["2005-06-06","12:00:00",10.199999999999999,18]
["2005-06-07","12:00:00",7.3,46.2]
["2005-06-08","12:00:00",9.5,10.199999999999999]
["2005-06-09","12:00:00",10.9,0]
["2005-06-10","12:00:00",13,4]
["2005-06-11","12:00:00",13.2,1]
["2005-06-12","12:00:00",11.1,1.6]
["2005-06-13","12:00:00",12.6,2.2000000000000002]
["2005-06-14","12:00:00",11.4,0]
["2005-06-15","12:00:00",11.6,0]
["2005-06-16","12:00:00",11.9,0]
["2005-06-17","12:00:00",11.1,25]
["2005-06-18","12:00:00",8.8000000000000007,25.6]
["2005-06-19","12:00:00",12.8,0]
["2005-06-20","12:00:00",14,0]
["2005-06-21","12:00:00",18.5,0]
["2005-06-22","12:00:00",19.3,0]
["2005-06-23","12:00:00",12,1.2]
["2005-06-24","12:00:00",11.1,0]
["2005-06-25","12:00:00",11.1,0.2]
["2005-06-26","12:00:00",12.7,0]
["2005-06-27","12:00:00",13.4,1.2]
["2005-06-28","12:00:00",10.9,27.4]
["2005-06-29","12:00:00",12.8,0]
["2005-06-30","12:00:00",18.8,0]
["2005-07-01","12:00:00",17.100000000000001,0.6]
["2005-07-02","12:00:00",13.1,1]
["2005-07-03","12:00:00",15.3,0]
["2005-07-04","12:00:00",16.3,0]
["2005-07-05","12:00:00",18.2,0]
["2005-07-06","12:00:00",20.5,0]
["2005-07-07","12:00:00",15,1.8]
["2005-07-08","12:00:00",18.8,0]
["2005-07-09","12:00:00",16.899999999999999,0]
["2005-07-10","12:00:00",13.2,0]
["2005-07-11","12:00:00",16.3,0]
["2005-07-12","12:00:00",18.100000000000001,0]
["2005-07-13","12:00:00",17.399999999999999,2.6]
["2005-07-14","12:00:00",15.3,0]
["2005-07-15","12:00:00",17,0.4]
["2005-07-16","12:00:00",14.4,0.6]
["2005-07-17","12:00:00",15.9,0]
["2005-07-18","12:00:00",18,0]
["2005-07-19","12:00:00",14.9,3.4]
["2005-07-20","12:00:00",16.5,0]
["2005-07-21","12:00:00",15.2,0]
["2005-07-22","12:00:00",16.8,0]
["2005-07-23","12:00:00",17.899999999999999,0]
["2005-07-24","12:00:00",11.2,5.4]
["2005-07-25","12:00:00",11.7,2.2000000000000002]
["2005-07-26","12:00:00",14.6,1.8]
["2005-07-27","12:00:00",15.7,0]
["2005-07-28","12:00:00",17.899999999999999,0]
["2005-07-29","12:00:00",18.3,0]
["2005-07-30","12:00:00",19.399999999999999,0]
["2005-07-31","12:00:00",20.5,0]
["2005-08-01","12:00:00",21.3,0]
["2005-08-02","12:00:00",16.3,4.2]
["2005-08-03","12:00:00",14.5,0]
["2005-08-04","12:00:00",18.2,0]
["2005-08-05","12:00:00",19.399999999999999,0]
["2005-08-06","12:00:00",18.7,0]
["2005-08-07","12:00:00",17.5,0]
["2005-08-08","12:00:00",15.1,4.8]
["2005-08-09","12:00:00",14.4,6]
["2005-08-10","12:00:00",9.4,4.2]
["2005-08-11","12:00:00",11.6,0]
["2005-08-12","12:00:00",10.7,2.8]
["2005-08-13","12:00:00",11.8,0]
["2005-08-14","12:00:00",14.1,4]
["2005-08-15","12:00:00",10.3,4]
["2005-08-16","12:00:00",9.1,13.2]
["2005-08-17","12:00:00",7.6,19.8]
["2005-08-18","12:00:00",9,0]
["2005-08-19","12:00:00",12,0]
["2005-08-20","12:00:00",16.8,0]
["2005-08-21","12:00:00",18.3,0]
["2005-08-22","12:00:00",13.9,0]
["2005-08-23","12:00:00",7.9,6.6]
["2005-08-24","12:00:00",8.6999999999999993,27.8]
["2005-08-25","12:00:00",13.4,0]
["2005-08-26","12:00:00",15.5,0]
["2005-08-27","12:00:00",15.6,0]
["2005-08-28","12:00:00",18.2,0]
["2005-08-29","12:00:00",12.5,0.8]
["2005-08-30","12:00:00",11.9,0]
["2005-08-31","12:00:00",12.9,0]
["2005-09-01","12:00:00",13.7,0]
["2005-09-02","12:00:00",16.5,0]
["2005-09-03","12:00:00",16.3,0]
["2005-09-04","12:00:00",12.5,0]
["2005-09-05","12:00:00",10.8,0]
["2005-09-06","12:00:00",9.9,0]
["2005-09-07","12:00:00",11.8,0]
["2005-09-08","12:00:00",13.7,1.8]
["2005-09-09","12:00:00",7.2,8.1999999999999993]
["2005-09-10","12:00:00",6.6,64.8]
["2005-09-11","12:00:00",7.6,3]
["2005-09-12","12:00:00",6.9,1]
["2005-09-13","12:00:00",9.3000000000000007,0]
["2005-09-14","12:00:00",9.6999999999999993,0]
["2005-09-15","12:00:00",8.1,0.8]
["2005-09-16","12:00:00",6.8,0.6]
["2005-09-17","12:00:00",8.8000000000000007,0]
["2005-09-18","12:00:00",11,0]
["2005-09-19","12:00:00",9.6999999999999993,0]
["2005-09-20","12:00:00",8.9,0]
["2005-09-21","12:00:00",6.4,0]
["2005-09-22","12:00:00",3.2,0.2]
["2005-09-23","12:00:00",4.3,0]
["2005-09-24","12:00:00",5.7,0]
["2005-09-25","12:00:00",10.4,0]
["2005-09-26","12:00:00",12.6,0]
["2005-09-27","12:00:00",4.4000000000000004,4]
["2005-09-28","12:00:00",8.1999999999999993,0]
["2005-09-29","12:00:00",13,0]
["2005-09-30","12:00:00",8.9,1.6]
["2005-10-01","12:00:00",4.2,6]
["2005-10-02","12:00:00",3.5,0]
["2005-10-03","12:00:00",2.1,0.2]
["2005-10-04","12:00:00",1.5,0]
["2005-10-05","12:00:00",2.8,0]
["2005-10-06","12:00:00",6.6,0]
["2005-10-07","12:00:00",8.1,0.4]
["2005-10-08","12:00:00",5.4,0]
["2005-10-09","12:00:00",5.7,0]
["2005-10-10","12:00:00",9.4,0]
["2005-10-11","12:00:00",8.8000000000000007,0]
["2005-10-12","12:00:00",8.4,0]
["2005-10-13","12:00:00",9.8000000000000007,0]
["2005-10-14","12:00:00",6.5,0]
["2005-10-15","12:00:00",11,0]
["2005-10-16","12:00:00",4.3,0]
["2005-10-17","12:00:00",6.2,0]
["2005-10-18","12:00:00",7.3,1]
["2005-10-19","12:00:00",5.8,0.4]
["2005-10-20","12:00:00",1.4,1.8]
["2005-10-21","12:00:00",2.2000000000000002,0]
["2005-10-22","12:00:00",3.6,0]
["2005-10-23","12:00:00",9.9,0]
["2005-10-24","12:00:00",11.3,0]
["2005-10-25","12:00:00",10.6,0]
["2005-10-26","12:00:00",10,1]
["2005-10-27","12:00:00",1.9,0]
["2005-10-28","12:00:00",1.4,0]
["2005-10-29","12:00:00",5.4,0]
["2005-10-30","12:00:00",3.1,0]
["2005-10-31","12:00:00",4.7,0]
["2005-11-01","12:00:00",1.7,4.4000000000000004]
["2005-11-02","12:00:00",-0.6,2]
["2005-11-03","12:00:00",-0.7,0]
["2005-11-04","12:00:00",0.5,0]
["2005-11-05","12:00:00",-1.7,0]
["2005-11-06","12:00:00",-4.8,0.4]
["2005-11-07","12:00:00",-3.1,0]
["2005-11-08","12:00:00",-2.1,0]
["2005-11-09","12:00:00",2.7,0]
["2005-11-10","12:00:00",7.6,0]
["2005-11-11","12:00:00",-0.7,0]
["2005-11-12","12:00:00",-2.6,0]
["2005-11-13","12:00:00",-2.2000000000000002,0]
["2005-11-14","12:00:00",-5,0]
["2005-11-15","12:00:00",-8.1999999999999993,0]
["2005-11-16","12:00:00",0.5,0]
["2005-11-17","12:00:00",4,0]
["2005-11-18","12:00:00",4.5,0.6]
["2005-11-19","12:00:00",6.4,0]
["2005-11-20","12:00:00",7.6,0]
["2005-11-21","12:00:00",5.8,0]
["2005-11-22","12:00:00",14.5,0]
["2005-11-23","12:00:00",8.6999999999999993,0]
["2005-11-24","12:00:00",7.4,0]
["2005-11-25","12:00:00",6.8,0]
["2005-11-26","12:00:00",2.1,0.4]
["2005-11-27","12:00:00",-2.9,1]
["2005-11-28","12:00:00",-6.4,0]
["2005-11-29","12:00:00",-11.1,3]
["2005-11-30","12:00:00",-16.600000000000001,0.4]
["2005-12-01","12:00:00",-15.7,0.6]
["2005-12-02","12:00:00",-18.5,1]
["2005-12-03","12:00:00",-20.9,0]
["2005-12-04","12:00:00",-15.1,0.2]
["2005-12-05","12:00:00",-12.4,0.4]
["2005-12-06","12:00:00",-18.100000000000001,0]
["2005-12-07","12:00:00",-12.6,0]
["2005-12-08","12:00:00",-1.6,0]
["2005-12-09","12:00:00",5.2,0]
["2005-12-10","12:00:00",6.6,0]
["2005-12-11","12:00:00",3.8,0]
["2005-12-12","12:00:00",3.5,0]
["2005-12-13","12:00:00",-1,0]
["2005-12-14","12:00:00",-5.3,0]
["2005-12-15","12:00:00",-9.1,0]
["2005-12-16","12:00:00",-13.7,0]
["2005-12-17","12:00:00",-14.3,0]
["2005-12-18","12:00:00",-11.5,0]
["2005-12-19","12:00:00",-7.5,0]
["2005-12-20","12:00:00",-0.8,0]
["2005-12-21","12:00:00",5.8,0]
["2005-12-22","12:00:00",5.0999999999999996,0]
["2005-12-23","12:00:00",3.8,0]
["2005-12-24","12:00:00",6.2,0]
["2005-12-25","12:00:00",6.4,0]
["2005-12-26","12:00:00",4.5999999999999996,0]
["2005-12-27","12:00:00",3.8,0]
["2005-12-28","12:00:00",-0.2,0]
["2005-12-29","12:00:00",-1.2,0.2]
["2005-12-30","12:00:00",-5.8,0]
["2005-12-31","12:00:00",-4.5999999999999996,0]
["2006-01-01","12:00:00",-1.8,0]
["2006-01-02","12:00:00",-2,0]
["2006-01-03","12:00:00",-0.9,0]
["2006-01-04","12:00:00",1.6,0]
["2006-01-05","12:00:00",3.6,0]
["2006-01-06","12:00:00",3.2,0.2]
["2006-01-07","12:00:00",1.4,0]
["2006-01-08","12:00:00",-3.5,0]
["2006-01-09","12:00:00",0.4,0]
["2006-01-10","12:00:00",-3.5,0]
["2006-01-11","12:00:00",-5.3,0.8]
["2006-01-12","12:00:00",-4.2,0]
["2006-01-13","12:00:00",-2.6,0]
["2006-01-14","12:00:00",-2,0]
["2006-01-15","12:00:00",-4.9000000000000004,1]
["2006-01-16","12:00:00",-5.6,0]
["2006-01-17","12:00:00",0.2,0]
["2006-01-18","12:00:00",-0.3,0]
["2006-01-19","12:00:00",-6.7,0]
["2006-01-20","12:00:00",-7.5,1.4]
["2006-01-21","12:00:00",-7.9,0]
["2006-01-22","12:00:00",-2.9,0]
["2006-01-23","12:00:00",3.6,0]
["2006-01-24","12:00:00",3,0]
["2006-01-25","12:00:00",4.7,0]
["2006-01-26","12:00:00",1,0]
["2006-01-27","12:00:00",-0.5,0]
["2006-01-28","12:00:00",-4,0]
["2006-01-29","12:00:00",-0.3,0]
["2006-01-30","12:00:00",1.1000000000000001,0]
["2006-01-31","12:00:00",-5.0999999999999996,2.8]
["2006-02-01","12:00:00",-1.2,0]
["2006-02-02","12:00:00",-2.1,0]
["2006-02-03","12:00:00",1.3,0]
["2006-02-04","12:00:00",4.5999999999999996,0]
["2006-02-05","12:00:00",-0.9,0]
["2006-02-06","12:00:00",-5.6,0]
["2006-02-07","12:00:00",2.6,0]
["2006-02-08","12:00:00",3.6,0]
["2006-02-09","12:00:00",-3.5,0]
["2006-02-10","12:00:00",-6.2,0]
["2006-02-11","12:00:00",4.5999999999999996,0]
["2006-02-12","12:00:00",2.4,0]
["2006-02-13","12:00:00",1.5,0]
["2006-02-14","12:00:00",-6.8,0]
["2006-02-15","12:00:00",-12,1.4]
["2006-02-16","12:00:00",-23.1,0.6]
["2006-02-17","12:00:00",-18.3,0]
["2006-02-18","12:00:00",-9.1999999999999993,0]
["2006-02-19","12:00:00",-6.1,0]
["2006-02-20","12:00:00",-2.6,0]
["2006-02-21","12:00:00",-0.5,0]
["2006-02-22","12:00:00",-8.9,9.8000000000000007]
["2006-02-23","12:00:00",-11.9,2.8]
["2006-02-24","12:00:00",-17.2,1.8]
["2006-02-25","12:00:00",-20.3,0]
["2006-02-26","12:00:00",-14.6,0.2]
["2006-02-27","12:00:00",-2.1,0.4]
["2006-02-28","12:00:00",-3.9,2.8]
["2006-03-01","12:00:00",-13,0]
["2006-03-02","12:00:00",-15.6,0.6]
["2006-03-03","12:00:00",-12.1,3.2]
["2006-03-04","12:00:00",-14.5,0]
["2006-03-05","12:00:00",-11.4,0]
["2006-03-06","12:00:00",-3.3,0]
["2006-03-07","12:00:00",0.2,0]
["2006-03-08","12:00:00",-0.2,0]
["2006-03-09","12:00:00",-1.9,1]
["2006-03-10","12:00:00",-6.7,0]
["2006-03-11","12:00:00",-9.9,0]
["2006-03-12","12:00:00",-11,0.8]
["2006-03-13","12:00:00",-7.3,0]
["2006-03-14","12:00:00",-5.4,0]
["2006-03-15","12:00:00",-6.7,0]
["2006-03-16","12:00:00",-6,0]
["2006-03-17","12:00:00",-4.4000000000000004,0]
["2006-03-18","12:00:00",-5.6,0.4]
["2006-03-19","12:00:00",-9.3000000000000007,0.8]
["2006-03-20","12:00:00",-6.4,0.4]
["2006-03-21","12:00:00",-3.4,0]
["2006-03-22","12:00:00",-1.7,0]
["2006-03-23","12:00:00",-0.4,0]
["2006-03-24","12:00:00",1.2,0]
["2006-03-25","12:00:00",1.5,0]
["2006-03-26","12:00:00",2.8,0]
["2006-03-27","12:00:00",2,0]
["2006-03-28","12:00:00",1.3,0]
["2006-03-29","12:00:00",1.7,0]
["2006-03-30","12:00:00",5.0999999999999996,0]
["2006-03-31","12:00:00",3.9,0]
["2006-04-01","12:00:00",1.6,0]
["2006-04-02","12:00:00",5.2,0]
["2006-04-03","12:00:00",5.2,0]
["2006-04-04","12:00:00",6.5,1.2]
["2006-04-05","12:00:00",4.8,8.6]
["2006-04-06","12:00:00",4.2,4]
["2006-04-07","12:00:00",9.1,0.4]
["2006-04-08","12:00:00",8,4.2]
["2006-04-09","12:00:00",9.8000000000000007,1.4]
["2006-04-10","12:00:00",4.4000000000000004,3.4]
["2006-04-11","12:00:00",6.2,1.6]
["2006-04-12","12:00:00",7,0]
["2006-04-13","12:00:00",7.9,0]
["2006-04-14","12:00:00",9.4,0]
["2006-04-15","12:00:00",2.6,0.8]
["2006-04-16","12:00:00",3.2,0]
["2006-04-17","12:00:00",2.1,0]
["2006-04-18","12:00:00",4.4000000000000004,0]
["2006-04-19","12:00:00",5.0999999999999996,0]
["2006-04-20","12:00:00",11.4,0]
["2006-04-21","12:00:00",14.1,0]
["2006-04-22","12:00:00",2.8,0.6]
["2006-04-23","12:00:00",1.8,0]
["2006-04-24","12:00:00",5.8,0]
["2006-04-25","12:00:00",8.1,0]
["2006-04-26","12:00:00",10.1,0]
["2006-04-27","12:00:00",9.5,0]
["2006-04-28","12:00:00",12.2,0]
["2006-04-29","12:00:00",15.9,0]
["2006-04-30","12:00:00",5.3,3.2]
["2006-05-01","12:00:00",5.0999999999999996,0]
["2006-05-02","12:00:00",4.7,0.2]
["2006-05-03","12:00:00",5,0.8]
["2006-05-04","12:00:00",6.7,0]
["2006-05-05","12:00:00",13,0]
["2006-05-06","12:00:00",13,0]
["2006-05-07","12:00:00",10.8,0]
["2006-05-08","12:00:00",7.2,0]
["2006-05-09","12:00:00",7.3,0]
["2006-05-10","12:00:00",7.2,0]
["2006-05-11","12:00:00",8.9,0]
["2006-05-12","12:00:00",11,0]
["2006-05-13","12:00:00",8.5,1]
["2006-05-14","12:00:00",10.9,0]
["2006-05-15","12:00:00",14.1,0]
["2006-05-16","12:00:00",18.100000000000001,0]
["2006-05-17","12:00:00",19.8,0]
["2006-05-18","12:00:00",19.3,0]
["2006-05-19","12:00:00",15.7,0.2]
["2006-05-20","12:00:00",14,0]
["2006-05-21","12:00:00",16.2,0]
["2006-05-22","12:00:00",16.100000000000001,2.2000000000000002]
["2006-05-23","12:00:00",16.7,0]
["2006-05-24","12:00:00",12.7,0]
["2006-05-25","12:00:00",10.8,6]
["2006-05-26","12:00:00",6.1,15.8]
["2006-05-27","12:00:00",6,4]
["2006-05-28","12:00:00",8.5,4.8]
["2006-05-29","12:00:00",9.3000000000000007,1.8]
["2006-05-30","12:00:00",12,0.2]
["2006-05-31","12:00:00",13,0]
["2006-06-01","12:00:00",16.3,0]
["2006-06-02","12:00:00",20,0]
["2006-06-03","12:00:00",16.3,0]
["2006-06-04","12:00:00",12.6,0]
["2006-06-05","12:00:00",15.7,0]
["2006-06-06","12:00:00",11.5,0]
["2006-06-07","12:00:00",15.9,0]
["2006-06-08","12:00:00",11.3,14.2]
["2006-06-09","12:00:00",11.8,0.2]
["2006-06-10","12:00:00",11.7,0]
["2006-06-11","12:00:00",10.7,1]
["2006-06-12","12:00:00",10.4,0]
["2006-06-13","12:00:00",14.6,0]
["2006-06-14","12:00:00",15.2,20.8]
["2006-06-15","12:00:00",14.1,32.6]
["2006-06-16","12:00:00",15.4,7.4]
["2006-06-17","12:00:00",12.6,4.8]
["2006-06-18","12:00:00",13.2,2.4]
["2006-06-19","12:00:00",11.5,0.6]
["2006-06-20","12:00:00",13.3,19.600000000000001]
["2006-06-21","12:00:00",13.8,19.2]
["2006-06-22","12:00:00",13,0]
["2006-06-23","12:00:00",12.7,0]
["2006-06-24","12:00:00",14.4,0]
["2006-06-25","12:00:00",16.399999999999999,0]
["2006-06-26","12:00:00",19,0]
["2006-06-27","12:00:00",20.5,0]
["2006-06-28","12:00:00",22.4,0]
["2006-06-29","12:00:00",16.399999999999999,0]
["2006-06-30","12:00:00",19,0]
["2006-07-01","12:00:00",16.100000000000001,4.5999999999999996]
["2006-07-02","12:00:00",17.2,0]
["2006-07-03","12:00:00",17.600000000000001,0]
["2006-07-04","12:00:00",19.2,0]
["2006-07-05","12:00:00",19.7,0.4]
["2006-07-06","12:00:00",20.2,23.8]
["2006-07-07","12:00:00",19.600000000000001,0]
["2006-07-08","12:00:00",16.8,0]
["2006-07-09","12:00:00",20.2,14.6]
["2006-07-10","12:00:00",15.6,4]
["2006-07-11","12:00:00",15.6,0]
["2006-07-12","12:00:00",19.100000000000001,0]
["2006-07-13","12:00:00",17.7,0]
["2006-07-14","12:00:00",16.100000000000001,0]
["2006-07-15","12:00:00",16.899999999999999,0]
["2006-07-16","12:00:00",15.1,0]
["2006-07-17","12:00:00",19.2,0]
["2006-07-18","12:00:00",14.8,1]
["2006-07-19","12:00:00",15,0]
["2006-07-20","12:00:00",18.899999999999999,0.2]
["2006-07-21","12:00:00",20.100000000000001,0]
["2006-07-22","12:00:00",21.7,0]
["2006-07-23","12:00:00",24.2,0]
["2006-07-24","12:00:00",19.7,0]
["2006-07-25","12:00:00",20.3,0.4]
["2006-07-26","12:00:00",20.9,0]
["2006-07-27","12:00:00",18.600000000000001,0]
["2006-07-28","12:00:00",18.899999999999999,0]
["2006-07-29","12:00:00",21.8,0]
["2006-07-30","12:00:00",17.399999999999999,2.4]
["2006-07-31","12:00:00",15.4,0]
["2006-08-01","12:00:00",14.2,0]
["2006-08-02","12:00:00",15.3,0]
["2006-08-03","12:00:00",15,0.3]
["2006-08-04","12:00:00",12.6,0]
["2006-08-05","12:00:00",12.8,0]
["2006-08-06","12:00:00",15,0]
["2006-08-07","12:00:00",19.2,0]
["2006-08-08","12:00:00",21.4,0]
["2006-08-09","12:00:00",19,9.1]
["2006-08-10","12:00:00",15.1,5.0999999999999996]
["2006-08-11","12:00:00",12.2,10.7]
["2006-08-12","12:00:00",14.6,2]
["2006-08-13","12:00:00",14.9,0]
["2006-08-14","12:00:00",16.399999999999999,0]
["2006-08-15","12:00:00",15.3,0]
["2006-08-16","12:00:00",14.6,0.2]
["2006-08-17","12:00:00",14.8,0]
["2006-08-18","12:00:00",17.5,0]
["2006-08-19","12:00:00",18,0]
["2006-08-20","12:00:00",17,0]
["2006-08-21","12:00:00",19,0]
["2006-08-22","12:00:00",20.3,0]
["2006-08-23","12:00:00",13.7,3.2]
["2006-08-24","12:00:00",13.4,0.4]
["2006-08-25","12:00:00",16,0]
["2006-08-26","12:00:00",16.399999999999999,0]
["2006-08-27","12:00:00",17.7,0]
["2006-08-28","12:00:00",20.100000000000001,0]
["2006-08-29","12:00:00",16.100000000000001,0]
["2006-08-30","12:00:00",10.9,0.6]
["2006-08-31","12:00:00",11.4,1.6]
["2006-09-01","12:00:00",11.8,0]
["2006-09-02","12:00:00",16.899999999999999,0]
["2006-09-03","12:00:00",18.5,0]
["2006-09-04","12:00:00",19.5,0]
["2006-09-05","12:00:00",19.8,0]
["2006-09-06","12:00:00",18.3,0]
["2006-09-07","12:00:00",16.899999999999999,0]
["2006-09-08","12:00:00",17,0]
["2006-09-09","12:00:00",17.899999999999999,0]
["2006-09-10","12:00:00",17.100000000000001,0]
["2006-09-11","12:00:00",16.399999999999999,0]
["2006-09-12","12:00:00",15.9,0]
["2006-09-13","12:00:00",10,24]
["2006-09-14","12:00:00",5.2,28.6]
["2006-09-15","12:00:00",2.6,4.2]
["2006-09-16","12:00:00",4.4000000000000004,0.4]
["2006-09-17","12:00:00",4.3,0]
["2006-09-18","12:00:00",6.5,0]
["2006-09-19","12:00:00",5.2,0]
["2006-09-20","12:00:00",11,0]
["2006-09-21","12:00:00",5.5,4]
["2006-09-22","12:00:00",7.7,0]
["2006-09-23","12:00:00",8.6999999999999993,0]
["2006-09-24","12:00:00",13,0]
["2006-09-25","12:00:00",14.2,0]
["2006-09-26","12:00:00",11.6,0.8]
["2006-09-27","12:00:00",10.199999999999999,0]
["2006-09-28","12:00:00",15.4,0]
["2006-09-29","12:00:00",15.6,0]
["2006-09-30","12:00:00",14.1,0]
["2006-10-01","12:00:00",7.7,0]
["2006-10-02","12:00:00",3.3,3]
["2006-10-03","12:00:00",5.2,0.4]
["2006-10-04","12:00:00",8.9,0]
["2006-10-05","12:00:00",11.7,0]
["2006-10-06","12:00:00",9.4,0]
["2006-10-07","12:00:00",4,1.4]
["2006-10-08","12:00:00",2.6,0]
["2006-10-09","12:00:00",4.7,0]
["2006-10-10","12:00:00",6.7,0.4]
["2006-10-11","12:00:00",3.4,0]
["2006-10-12","12:00:00",3.5,0]
["2006-10-13","12:00:00",6.6,0]
["2006-10-14","12:00:00",6.4,0]
["2006-10-15","12:00:00",5.3,1.4]
["2006-10-16","12:00:00",0.4,2.2000000000000002]
["2006-10-17","12:00:00",-0.5,0.6]
["2006-10-18","12:00:00",3.3,0]
["2006-10-19","12:00:00",7.9,3.2]
["2006-10-20","12:00:00",3.7,3.2]
["2006-10-21","12:00:00",2.6,1.2]
["2006-10-22","12:00:00",4.5,0]
["2006-10-23","12:00:00",7.2,0]
["2006-10-24","12:00:00",7.1,0]
["2006-10-25","12:00:00",4,0]
["2006-10-26","12:00:00",7.3,0]
["2006-10-27","12:00:00",1,0.6]
["2006-10-28","12:00:00",-2.2999999999999998,0]
["2006-10-29","12:00:00",-6.4,6.6]
["2006-10-30","12:00:00",-10.5,0]
["2006-10-31","12:00:00",-10.1,0]
["2006-11-01","12:00:00",-9.1,0]
["2006-11-02","12:00:00",-10,0.2]
["2006-11-03","12:00:00",-5.4,0.4]
["2006-11-04","12:00:00",-2.2000000000000002,0]
["2006-11-05","12:00:00",3.5,0]
["2006-11-06","12:00:00",1.2,0]
["2006-11-07","12:00:00",6.7,1.8]
["2006-11-08","12:00:00",0.7,3]
["2006-11-09","12:00:00",-5.7,1.6]
["2006-11-10","12:00:00",-4.3,0]
["2006-11-11","12:00:00",-7.9,0.2]
["2006-11-12","12:00:00",-3.2,0]
["2006-11-13","12:00:00",-4.5999999999999996,0]
["2006-11-14","12:00:00",-5.2,0]
["2006-11-15","12:00:00",4.7,0]
["2006-11-16","12:00:00",3.4,0]
["2006-11-17","12:00:00",2.2000000000000002,0]
["2006-11-18","12:00:00",1.9,0]
["2006-11-19","12:00:00",4.2,0]
["2006-11-20","12:00:00",4.5,0]
["2006-11-21","12:00:00",-0.9,0]
["2006-11-22","12:00:00",-11.6,0.2]
["2006-11-23","12:00:00",-13.7,5.8]
["2006-11-24","12:00:00",-18.2,0]
["2006-11-25","12:00:00",-21.4,2.2000000000000002]
["2006-11-26","12:00:00",-26.3,4.4000000000000004]
["2006-11-27","12:00:00",-26,1.8]
["2006-11-28","12:00:00",-26.3,0]
["2006-11-29","12:00:00",-16.3,0]
["2006-11-30","12:00:00",-4.8,0]
["2006-12-01","12:00:00",-6.8,0]
["2006-12-02","12:00:00",-14.1,0]
["2006-12-03","12:00:00",-3.8,0]
["2006-12-04","12:00:00",0.7,0]
["2006-12-05","12:00:00",1.1000000000000001,0]
["2006-12-06","12:00:00",-5.2,0]
["2006-12-07","12:00:00",2.2000000000000002,0]
["2006-12-08","12:00:00",5.0999999999999996,0]
["2006-12-09","12:00:00",1.8,0]
["2006-12-10","12:00:00",0.5,0]
["2006-12-11","12:00:00",0.5,0]
["2006-12-12","12:00:00",1.2,0]
["2006-12-13","12:00:00",0.9,0]
["2006-12-14","12:00:00",0.8,0]
["2006-12-15","12:00:00",-0.2,0]
["2006-12-16","12:00:00",-6.7,0]
["2006-12-17","12:00:00",-7.9,0]
["2006-12-18","12:00:00",-0.9,0]
["2006-12-19","12:00:00",1,0]
["2006-12-20","12:00:00",0.4,0]
["2006-12-21","12:00:00",2.5,0]
["2006-12-22","12:00:00",-1.3,0]
["2006-12-23","12:00:00",-2.6,0]
["2006-12-24","12:00:00",-5.4,0]
["2006-12-25","12:00:00",0.2,0]
["2006-12-26","12:00:00",-0.8,0]
["2006-12-27","12:00:00",-3.5,4.8]
["2006-12-28","12:00:00",-9,0]
["2006-12-29","12:00:00",-7.5,0]
["2006-12-30","12:00:00",1.6,0]
["2006-12-31","12:00:00",-4.7,0]
["2007-01-01","12:00:00",0.2,0]
["2007-01-02","12:00:00",5.5,0]
["2007-01-03","12:00:00",2.6,0]
["2007-01-04","12:00:00",0.1,0.4]
["2007-01-05","12:00:00",-4.7,0]
["2007-01-06","12:00:00",-1.6,0]
["2007-01-07","12:00:00",-0.9,0]
["2007-01-08","12:00:00",-1.2,0]
["2007-01-09","12:00:00",-4.2,0]
["2007-01-10","12:00:00",-9.6999999999999993,0.6]
["2007-01-11","12:00:00",-21.1,0]
["2007-01-12","12:00:00",-12.3,0]
["2007-01-13","12:00:00",-12.9,1.2]
["2007-01-14","12:00:00",-11.5,0]
["2007-01-15","12:00:00",-3.4,0]
["2007-01-16","12:00:00",-0.2,0]
["2007-01-17","12:00:00",-9.3000000000000007,3]
["2007-01-18","12:00:00",-10.6,0]
["2007-01-19","12:00:00",-2.2999999999999998,0]
["2007-01-20","12:00:00",-4.9000000000000004,0]
["2007-01-21","12:00:00",-4.7,0]
["2007-01-22","12:00:00",4.8,0.2]
["2007-01-23","12:00:00",4.5999999999999996,0]
["2007-01-24","12:00:00",5.8,0]
["2007-01-25","12:00:00",4,0]
["2007-01-26","12:00:00",-5.9,0]
["2007-01-27","12:00:00",-4.5999999999999996,0]
["2007-01-28","12:00:00",-3.9,0]
["2007-01-29","12:00:00",-8.4,0]
["2007-01-30","12:00:00",-3.3,0]
["2007-01-31","12:00:00",-6.3,2.2000000000000002]
["2007-02-01","12:00:00",-11.2,1.8]
["2007-02-02","12:00:00",-9.5,2.2000000000000002]
["2007-02-03","12:00:00",-9.6999999999999993,0]
["2007-02-04","12:00:00",-2.1,0]
["2007-02-05","12:00:00",1.2,0]
["2007-02-06","12:00:00",-5.0999999999999996,0.6]
["2007-02-07","12:00:00",-13.2,0.8]
["2007-02-08","12:00:00",-16,5.2]
["2007-02-09","12:00:00",-17.3,1.2]
["2007-02-10","12:00:00",-15.5,0.2]
["2007-02-11","12:00:00",-17.399999999999999,3.4]
["2007-02-12","12:00:00",-18.3,2.6]
["2007-02-13","12:00:00",-21.6,1.8]
["2007-02-14","12:00:00",-11.1,0]
["2007-02-15","12:00:00",2.7,0]
["2007-02-16","12:00:00",1.1000000000000001,0]
["2007-02-17","12:00:00",0.4,0]
["2007-02-18","12:00:00",-0.5,0]
["2007-02-19","12:00:00",-2.4,0]
["2007-02-20","12:00:00",-2,0]
["2007-02-21","12:00:00",-2.9,0]
["2007-02-22","12:00:00",-10.199999999999999,0.4]
["2007-02-23","12:00:00",-5.9,0]
["2007-02-24","12:00:00",-6.9,0]
["2007-02-25","12:00:00",-7.4,0.4]
["2007-02-26","12:00:00",-8.6,1.2]
["2007-02-27","12:00:00",-12.1,1]
["2007-02-28","12:00:00",-10.5,2.2000000000000002]
["2007-03-01","12:00:00",-10.6,1.2]
["2007-03-02","12:00:00",-9.4,0]
["2007-03-03","12:00:00",-1.4,0]
["2007-03-04","12:00:00",2.1,0]
["2007-03-05","12:00:00",-0.7,0]
["2007-03-06","12:00:00",1.2,0]
["2007-03-07","12:00:00",6.8,0]
["2007-03-08","12:00:00",3.5,0]
["2007-03-09","12:00:00",4.4000000000000004,0]
["2007-03-10","12:00:00",4.8,0]
["2007-03-11","12:00:00",8.8000000000000007,0]
["2007-03-12","12:00:00",6,2.2000000000000002]
["2007-03-13","12:00:00",-4.8,2.8]
["2007-03-14","12:00:00",-4.7,0.6]
["2007-03-15","12:00:00",-5.9,0]
["2007-03-16","12:00:00",-0.4,0]
["2007-03-17","12:00:00",6.6,0]
["2007-03-18","12:00:00",0.8,0.6]
["2007-03-19","12:00:00",-1.6,0.2]
["2007-03-20","12:00:00",2.2000000000000002,1.6]
["2007-03-21","12:00:00",-0.7,2.6]
["2007-03-22","12:00:00",6.5,0]
["2007-03-23","12:00:00",7.7,0]
["2007-03-24","12:00:00",8.9,0]
["2007-03-25","12:00:00",3.5,0]
["2007-03-26","12:00:00",2.2000000000000002,0]
["2007-03-27","12:00:00",-0.7,8]
["2007-03-28","12:00:00",-0.5,0]
["2007-03-29","12:00:00",5,0]
["2007-03-30","12:00:00",7.6,0]
["2007-03-31","12:00:00",2.1,0]
["2007-04-01","12:00:00",-4.3,3]
["2007-04-02","12:00:00",-8.6999999999999993,1.8]
["2007-04-03","12:00:00",-8,2]
["2007-04-04","12:00:00",-7.2,0.2]
["2007-04-05","12:00:00",-4.5999999999999996,0.4]
["2007-04-06","12:00:00",-5.3,0.4]
["2007-04-07","12:00:00",-1.2,0]
["2007-04-08","12:00:00",4.2,0]
["2007-04-09","12:00:00",1.8,10.199999999999999]
["2007-04-10","12:00:00",1,9.4]
["2007-04-11","12:00:00",2.7,0.2]
["2007-04-12","12:00:00",2.9,0]
["2007-04-13","12:00:00",7.2,0]
["2007-04-14","12:00:00",11.1,0]
["2007-04-15","12:00:00",5.7,0]
["2007-04-16","12:00:00",7.2,0]
["2007-04-17","12:00:00",7.7,0]
["2007-04-18","12:00:00",1.6,4.2]
["2007-04-19","12:00:00",1.4,6.2]
["2007-04-20","12:00:00",-0.4,6.2]
["2007-04-21","12:00:00",3,1.4]
["2007-04-22","12:00:00",3.1,0]
["2007-04-23","12:00:00",8.5,0]
["2007-04-24","12:00:00",9.6999999999999993,0]
["2007-04-25","12:00:00",7.4,0]
["2007-04-26","12:00:00",7.8,0]
["2007-04-27","12:00:00",10.8,0]
["2007-04-28","12:00:00",7.9,0]
["2007-04-29","12:00:00",8.6999999999999993,0.8]
["2007-04-30","12:00:00",3.8,0]
["2007-05-01","12:00:00",10.1,0]
["2007-05-02","12:00:00",8.6,1]
["2007-05-03","12:00:00",4.0999999999999996,37]
["2007-05-04","12:00:00",5.0999999999999996,8]
["2007-05-05","12:00:00",8.9,0]
["2007-05-06","12:00:00",11.1,0]
["2007-05-07","12:00:00",14.8,0]
["2007-05-08","12:00:00",15.3,0]
["2007-05-09","12:00:00",9.4,0]
["2007-05-10","12:00:00",9.1999999999999993,0]
["2007-05-11","12:00:00",11.5,0]
["2007-05-12","12:00:00",14.3,0]
["2007-05-13","12:00:00",6.8,3.6]
["2007-05-14","12:00:00",7.1,1.2]
["2007-05-15","12:00:00",10.199999999999999,0]
["2007-05-16","12:00:00",14.9,0]
["2007-05-17","12:00:00",15,0]
["2007-05-18","12:00:00",9.3000000000000007,0]
["2007-05-19","12:00:00",11.8,0]
["2007-05-20","12:00:00",8.6999999999999993,11]
["2007-05-21","12:00:00",4.7,15.6]
["2007-05-22","12:00:00",8,0]
["2007-05-23","12:00:00",3.6,4.4000000000000004]
["2007-05-24","12:00:00",1.6,8.1999999999999993]
["2007-05-25","12:00:00",9.6,0.6]
["2007-05-26","12:00:00",11.1,0]
["2007-05-27","12:00:00",14.6,0.8]
["2007-05-28","12:00:00",12.1,0.4]
["2007-05-29","12:00:00",10.9,0]
["2007-05-30","12:00:00",12,0]
["2007-05-31","12:00:00",15.2,0]
["2007-06-01","12:00:00",17.100000000000001,0]
["2007-06-02","12:00:00",19.100000000000001,0.6]
["2007-06-03","12:00:00",18.7,2.4]
["2007-06-04","12:00:00",17,0]
["2007-06-05","12:00:00",17.600000000000001,72.400000000000006]
["2007-06-06","12:00:00",10.8,26.6]
["2007-06-07","12:00:00",12.1,0]
["2007-06-08","12:00:00",14.8,0]
["2007-06-09","12:00:00",13.5,0.2]
["2007-06-10","12:00:00",16.399999999999999,0]
["2007-06-11","12:00:00",13.1,1]
["2007-06-12","12:00:00",10.6,2]
["2007-06-13","12:00:00",12.2,0]
["2007-06-14","12:00:00",9,0.4]
["2007-06-15","12:00:00",10.9,9]
["2007-06-16","12:00:00",12.5,7]
["2007-06-17","12:00:00",9.3000000000000007,27.6]
["2007-06-18","12:00:00",11.1,3.4]
["2007-06-19","12:00:00",13.7,0]
["2007-06-20","12:00:00",15.1,0]
["2007-06-21","12:00:00",18.7,0]
["2007-06-22","12:00:00",17.100000000000001,0]
["2007-06-23","12:00:00",13.2,0.2]
["2007-06-24","12:00:00",11.5,3.4]
["2007-06-25","12:00:00",10.199999999999999,5.2]
["2007-06-26","12:00:00",13.2,0]
["2007-06-27","12:00:00",14.7,0]
["2007-06-28","12:00:00",17,0.2]
["2007-06-29","12:00:00",17.5,4.2]
["2007-06-30","12:00:00",15.8,0]
["2007-07-01","12:00:00",14.8,0]
["2007-07-02","12:00:00",17.8,0]
["2007-07-03","12:00:00",19,0]
["2007-07-04","12:00:00",17.600000000000001,0]
["2007-07-05","12:00:00",21,0]
["2007-07-06","12:00:00",18.8,0]
["2007-07-07","12:00:00",15.3,1]
["2007-07-08","12:00:00",16.7,0]
["2007-07-09","12:00:00",13.6,2.4]
["2007-07-10","12:00:00",14.9,0]
["2007-07-11","12:00:00",18.899999999999999,0]
["2007-07-12","12:00:00",21.9,0]
["2007-07-13","12:00:00",21.6,0]
["2007-07-14","12:00:00",22.9,0]
["2007-07-15","12:00:00",21.9,1.2]
["2007-07-16","12:00:00",20.6,0]
["2007-07-17","12:00:00",21.2,0]
["2007-07-18","12:00:00",21.7,9.8000000000000007]
["2007-07-19","12:00:00",22.1,0]
["2007-07-20","12:00:00",17.600000000000001,0]
["2007-07-21","12:00:00",19.5,0]
["2007-07-22","12:00:00",22.9,0]
["2007-07-23","12:00:00",22.6,0]
["2007-07-24","12:00:00",19.8,8.1999999999999993]
["2007-07-25","12:00:00",17.8,2.2000000000000002]
["2007-07-26","12:00:00",18.600000000000001,0]
["2007-07-27","12:00:00",21.6,0]
["2007-07-28","12:00:00",22,0]
["2007-07-29","12:00:00",22.3,0]
["2007-07-30","12:00:00",18.399999999999999,0.4]
["2007-07-31","12:00:00",14.7,0]
["2007-08-01","12:00:00",15.2,0]
["2007-08-02","12:00:00",20,0]
["2007-08-03","12:00:00",18.8,0]
["2007-08-04","12:00:00",16.600000000000001,2.8]
["2007-08-05","12:00:00",15.5,1.6]
["2007-08-06","12:00:00",16,0]
["2007-08-07","12:00:00",20.2,0]
["2007-08-08","12:00:00",13.7,8.8000000000000007]
["2007-08-09","12:00:00",10.4,7.2]
["2007-08-10","12:00:00",9,5.6]
["2007-08-11","12:00:00",11.3,0]
["2007-08-12","12:00:00",12.9,0]
["2007-08-13","12:00:00",12.4,0]
["2007-08-14","12:00:00",15.5,0]
["2007-08-15","12:00:00",14.6,0]
["2007-08-16","12:00:00",16.3,0]
["2007-08-17","12:00:00",14.9,0]
["2007-08-18","12:00:00",15.7,0.2]
["2007-08-19","12:00:00",12.3,0]
["2007-08-20","12:00:00",16,0]
["2007-08-21","12:00:00",13.2,0]
["2007-08-22","12:00:00",13.4,0]
["2007-08-23","12:00:00",9.8000000000000007,3]
["2007-08-24","12:00:00",12.8,0]
["2007-08-25","12:00:00",15,0.4]
["2007-08-26","12:00:00",9.1999999999999993,18.399999999999999]
["2007-08-27","12:00:00",8.8000000000000007,5.6]
["2007-08-28","12:00:00",9.1,0]
["2007-08-29","12:00:00",14.8,0]
["2007-08-30","12:00:00",16.7,0]
["2007-08-31","12:00:00",17.8,0.8]
["2007-09-01","12:00:00",13.7,1.6]
["2007-09-02","12:00:00",15.8,0]
["2007-09-03","12:00:00",15.1,0]
["2007-09-04","12:00:00",15.3,0]
["2007-09-05","12:00:00",15.5,0]
["2007-09-06","12:00:00",11,3.8]
["2007-09-07","12:00:00",8.4,0.2]
["2007-09-08","12:00:00",7.8,0.6]
["2007-09-09","12:00:00",9.3000000000000007,0]
["2007-09-10","12:00:00",13.9,0]
["2007-09-11","12:00:00",16.100000000000001,0]
["2007-09-12","12:00:00",7.1,20]
["2007-09-13","12:00:00",8.3000000000000007,0]
["2007-09-14","12:00:00",13.3,0]
["2007-09-15","12:00:00",13.5,0]
["2007-09-16","12:00:00",14.9,0]
["2007-09-17","12:00:00",9,1.6]
["2007-09-18","12:00:00",6.9,0]
["2007-09-19","12:00:00",4.8,0]
["2007-09-20","12:00:00",6.9,4.2]
["2007-09-21","12:00:00",7.7,0]
["2007-09-22","12:00:00",9,7]
["2007-09-23","12:00:00",3.6,3.4]
["2007-09-24","12:00:00",5.6,0]
["2007-09-25","12:00:00",9.5,1]
["2007-09-26","12:00:00",10,0.4]
["2007-09-27","12:00:00",10.8,0]
["2007-09-28","12:00:00",7.8,0.2]
["2007-09-29","12:00:00",5.5,0.2]
["2007-09-30","12:00:00",8.6,0]
["2007-10-01","12:00:00",10.1,0]
["2007-10-02","12:00:00",9.6,0]
["2007-10-03","12:00:00",4.2,3.8]
["2007-10-04","12:00:00",1.8,5]
["2007-10-05","12:00:00",1.1000000000000001,0]
["2007-10-06","12:00:00",7.2,0]
["2007-10-07","12:00:00",10.3,0]
["2007-10-08","12:00:00",8.8000000000000007,0.6]
["2007-10-09","12:00:00",8.5,0]
["2007-10-10","12:00:00",6.1,0]
["2007-10-11","12:00:00",9.4,0]
["2007-10-12","12:00:00",5.7,0]
["2007-10-13","12:00:00",5.9,0]
["2007-10-14","12:00:00",10,0]
["2007-10-15","12:00:00",10.3,0]
["2007-10-16","12:00:00",9.9,0]
["2007-10-17","12:00:00",7.8,0]
["2007-10-18","12:00:00",4.4000000000000004,0]
["2007-10-19","12:00:00",5.2,0.8]
["2007-10-20","12:00:00",2.5,0]
["2007-10-21","12:00:00",1.9,0]
["2007-10-22","12:00:00",10.5,0]
["2007-10-23","12:00:00",8.6,0]
["2007-10-24","12:00:00",11.5,4.8]
["2007-10-25","12:00:00",1.9,0]
["2007-10-26","12:00:00",-0.3,0]
["2007-10-27","12:00:00",3.1,0]
["2007-10-28","12:00:00",10.9,0]
["2007-10-29","12:00:00",9.4,0]
["2007-10-30","12:00:00",2.4,0.4]
["2007-10-31","12:00:00",3.6,0]
["2007-11-01","12:00:00",1.9,0]
["2007-11-02","12:00:00",2,0]
["2007-11-03","12:00:00",3.2,0]
["2007-11-04","12:00:00",-2.6,2.2000000000000002]
["2007-11-05","12:00:00",-4.2,0]
["2007-11-06","12:00:00",4.3,0]
["2007-11-07","12:00:00",3,0]
["2007-11-08","12:00:00",1.7,0]
["2007-11-09","12:00:00",5.5,0.4]
["2007-11-10","12:00:00",6.2,0]
["2007-11-11","12:00:00",1.5,0]
["2007-11-12","12:00:00",3,0]
["2007-11-13","12:00:00",3.3,0]
["2007-11-14","12:00:00",0.2,0]
["2007-11-15","12:00:00",3.9,0]
["2007-11-16","12:00:00",6.5,0]
["2007-11-17","12:00:00",1.6,0]
["2007-11-18","12:00:00",0.3,0]
["2007-11-19","12:00:00",-5,0]
["2007-11-20","12:00:00",-7.3,1]
["2007-11-21","12:00:00",-7.9,0]
["2007-11-22","12:00:00",-3.8,0]
["2007-11-23","12:00:00",-2.6,0]
["2007-11-24","12:00:00",1.4,0]
["2007-11-25","12:00:00",-3,0]
["2007-11-26","12:00:00",-10.4,0.6]
["2007-11-27","12:00:00",-10.199999999999999,5.2]
["2007-11-28","12:00:00",-10.1,0]
["2007-11-29","12:00:00",-14.4,0]
["2007-11-30","12:00:00",-15.4,0]
["2007-12-01","12:00:00",-17.899999999999999,1]
["2007-12-02","12:00:00",-20.2,0.2]
["2007-12-03","12:00:00",-17.8,0.2]
["2007-12-04","12:00:00",-16.7,0.2]
["2007-12-05","12:00:00",-12.7,1]
["2007-12-06","12:00:00",-10.8,0]
["2007-12-07","12:00:00",-12.9,0]
["2007-12-08","12:00:00",-13.5,0]
["2007-12-09","12:00:00",-7.9,0]
["2007-12-10","12:00:00",-7.8,1.8]
["2007-12-11","12:00:00",-6.2,0]
["2007-12-12","12:00:00",0.5,0]
["2007-12-13","12:00:00",-2.4,0]
["2007-12-14","12:00:00",-5.8,0]
["2007-12-15","12:00:00",-6.1,0]
["2007-12-16","12:00:00",-0.9,0]
["2007-12-17","12:00:00",-1.5,0]
["2007-12-18","12:00:00",-5.6,0]
["2007-12-19","12:00:00",-3.4,0]
["2007-12-20","12:00:00",-2.2999999999999998,0]
["2007-12-21","12:00:00",-10.7,0]
["2007-12-22","12:00:00",-7.2,0]
["2007-12-23","12:00:00",-1.2,0]
["2007-12-24","12:00:00",-0.6,0]
["2007-12-25","12:00:00",-3.2,0]
["2007-12-26","12:00:00",-4.3,1]
["2007-12-27","12:00:00",-10.3,0.6]
["2007-12-28","12:00:00",-10.6,0]
["2007-12-29","12:00:00",-6.3,0]
["2007-12-30","12:00:00",-9.6,0]
["2007-12-31","12:00:00",-11.4,0.4]
["2008-01-01","12:00:00",-12,0]
["2008-01-02","12:00:00",-1.9,0]
["2008-01-03","12:00:00",-2.8,0]
["2008-01-04","12:00:00",-0.9,0]
["2008-01-05","12:00:00",-0.2,0]
["2008-01-06","12:00:00",-1.1000000000000001,0]
["2008-01-07","12:00:00",-6.8,0]
["2008-01-08","12:00:00",-10.199999999999999,0]
["2008-01-09","12:00:00",-7.9,0]
["2008-01-10","12:00:00",-5.3,0]
["2008-01-11","12:00:00",-5.4,0]
["2008-01-12","12:00:00",-2.1,0]
["2008-01-13","12:00:00",2.8,0]
["2008-01-14","12:00:00",3.5,0]
["2008-01-15","12:00:00",-5.2,0]
["2008-01-16","12:00:00",-7.7,0]
["2008-01-17","12:00:00",-0.9,1.6]
["2008-01-18","12:00:00",-8,1.4]
["2008-01-19","12:00:00",-12.7,3]
["2008-01-20","12:00:00",-18.399999999999999,0.4]
["2008-01-21","12:00:00",-12.2,0]
["2008-01-22","12:00:00",-5.6,0]
["2008-01-23","12:00:00",-5.5,0]
["2008-01-24","12:00:00",-9.4,0.2]
["2008-01-25","12:00:00",-7.7,0]
["2008-01-26","12:00:00",-2.8,0]
["2008-01-27","12:00:00",-16.2,1.2]
["2008-01-28","12:00:00",-30.3,1]
["2008-01-29","12:00:00",-30.1,0]
["2008-01-30","12:00:00",-22.2,0]
["2008-01-31","12:00:00",-17.2,0]
["2008-02-01","12:00:00",-18.3,0]
["2008-02-02","12:00:00",-12.4,0]
["2008-02-03","12:00:00",-16.100000000000001,0.4]
["2008-02-04","12:00:00",-18.399999999999999,0.2]
["2008-02-05","12:00:00",-7.8,0]
["2008-02-06","12:00:00",-3.7,0]
["2008-02-07","12:00:00",-4.5999999999999996,0]
["2008-02-08","12:00:00",-13.4,2]
["2008-02-09","12:00:00",-26.5,1]
["2008-02-10","12:00:00",-19.3,0.6]
["2008-02-11","12:00:00",-7.1,0]
["2008-02-12","12:00:00",-2.1,0]
["2008-02-13","12:00:00",-3.1,4.2]
["2008-02-14","12:00:00",-3.1,0]
["2008-02-15","12:00:00",3.6,0]
["2008-02-16","12:00:00",-1.3,0]
["2008-02-17","12:00:00",-3.1,0]
["2008-02-18","12:00:00",0.4,0]
["2008-02-19","12:00:00",1.3,0]
["2008-02-20","12:00:00",0.1,0]
["2008-02-21","12:00:00",1.5,0]
["2008-02-22","12:00:00",-0.3,0]
["2008-02-23","12:00:00",-0.8,0]
["2008-02-24","12:00:00",-3.7,0.4]
["2008-02-25","12:00:00",-2.2999999999999998,0]
["2008-02-26","12:00:00",0.9,0]
["2008-02-27","12:00:00",5.6,0]
["2008-02-28","12:00:00",0.3,3]
["2008-02-29","12:00:00",4.2,0]
["2008-03-01","12:00:00",3.5,0]
["2008-03-02","12:00:00",-4.4000000000000004,0]
["2008-03-03","12:00:00",1.6,0]
["2008-03-04","12:00:00",-2.8,0.2]
["2008-03-05","12:00:00",-1.7,0]
["2008-03-06","12:00:00",2.5,0]
["2008-03-07","12:00:00",4.8,0]
["2008-03-08","12:00:00",2.7,0]
["2008-03-09","12:00:00",4.8,0]
["2008-03-10","12:00:00",7,0]
["2008-03-11","12:00:00",7.8,0]
["2008-03-12","12:00:00",3.8,0]
["2008-03-13","12:00:00",-2.6,0]
["2008-03-14","12:00:00",-2.2999999999999998,0]
["2008-03-15","12:00:00",-1.5,2.8]
["2008-03-16","12:00:00",-7.6,0.8]
["2008-03-17","12:00:00",1.9,0]
["2008-03-18","12:00:00",0.9,0]
["2008-03-19","12:00:00",2.2000000000000002,0]
["2008-03-20","12:00:00",0.7,0]
["2008-03-21","12:00:00",-0.6,0]
["2008-03-22","12:00:00",2.1,0]
["2008-03-23","12:00:00",2,0]
["2008-03-24","12:00:00",0.2,1]
["2008-03-25","12:00:00",0.7,0]
["2008-03-26","12:00:00",-2,0]
["2008-03-27","12:00:00",-1.5,0]
["2008-03-28","12:00:00",-3,0]
["2008-03-29","12:00:00",-3.8,0]
["2008-03-30","12:00:00",-8.1,4]
["2008-03-31","12:00:00",-8.8000000000000007,0]
["2008-04-01","12:00:00",-4.5999999999999996,0]
["2008-04-02","12:00:00",-0.2,0]
["2008-04-03","12:00:00",5.2,0]
["2008-04-04","12:00:00",1.2,0.4]
["2008-04-05","12:00:00",2.5,2.2000000000000002]
["2008-04-06","12:00:00",2.5,0]
["2008-04-07","12:00:00",1.6,0.2]
["2008-04-08","12:00:00",2.7,0]
["2008-04-09","12:00:00",2.1,0]
["2008-04-10","12:00:00",0.1,14.4]
["2008-04-11","12:00:00",1.7,0]
["2008-04-12","12:00:00",7.5,0]
["2008-04-13","12:00:00",12.7,0]
["2008-04-14","12:00:00",4.3,0]
["2008-04-15","12:00:00",1.9,0]
["2008-04-16","12:00:00",3.4,0]
["2008-04-17","12:00:00",8.6999999999999993,0]
["2008-04-18","12:00:00",-2.6,7.2]
["2008-04-19","12:00:00",-10.199999999999999,4.5999999999999996]
["2008-04-20","12:00:00",-9.6999999999999993,1.4]
["2008-04-21","12:00:00",-8.8000000000000007,2]
["2008-04-22","12:00:00",-5.2,0.2]
["2008-04-23","12:00:00",-4.9000000000000004,0.6]
["2008-04-24","12:00:00",-4.5999999999999996,0.2]
["2008-04-25","12:00:00",-3.8,2.2000000000000002]
["2008-04-26","12:00:00",3.1,0]
["2008-04-27","12:00:00",8,0]
["2008-04-28","12:00:00",12,0]
["2008-04-29","12:00:00",11.6,0]
["2008-04-30","12:00:00",6.2,0.2]
["2008-05-01","12:00:00",6,6.4]
["2008-05-02","12:00:00",7.9,0]
["2008-05-03","12:00:00",7.3,0]
["2008-05-04","12:00:00",9.1,0]
["2008-05-05","12:00:00",9.3000000000000007,0]
["2008-05-06","12:00:00",7.8,1.4]
["2008-05-07","12:00:00",6.5,2.2000000000000002]
["2008-05-08","12:00:00",3.8,10]
["2008-05-09","12:00:00",4.3,1.8]
["2008-05-10","12:00:00",6.4,0]
["2008-05-11","12:00:00",8.1999999999999993,0]
["2008-05-12","12:00:00",7.3,1.4]
["2008-05-13","12:00:00",9.8000000000000007,0]
["2008-05-14","12:00:00",13.9,0]
["2008-05-15","12:00:00",19.3,0]
["2008-05-16","12:00:00",20.7,0]
["2008-05-17","12:00:00",17.8,0]
["2008-05-18","12:00:00",17.600000000000001,0]
["2008-05-19","12:00:00",14.6,0]
["2008-05-20","12:00:00",17,0]
["2008-05-21","12:00:00",9.1999999999999993,15.8]
["2008-05-22","12:00:00",6.5,20.399999999999999]
["2008-05-23","12:00:00",9.9,8.6]
["2008-05-24","12:00:00",9.8000000000000007,14.6]
["2008-05-25","12:00:00",8.9,6]
["2008-05-26","12:00:00",6.8,4.5999999999999996]
["2008-05-27","12:00:00",11.6,0]
["2008-05-28","12:00:00",11.8,0]
["2008-05-29","12:00:00",14.1,0.2]
["2008-05-30","12:00:00",13.7,8.8000000000000007]
["2008-05-31","12:00:00",13.3,0]
["2008-06-01","12:00:00",12.4,0.8]
["2008-06-02","12:00:00",12.2,1.2]
["2008-06-03","12:00:00",10.4,4.2]
["2008-06-04","12:00:00",11.6,1]
["2008-06-05","12:00:00",12.8,0.4]
["2008-06-06","12:00:00",11.2,2.2000000000000002]
["2008-06-07","12:00:00",8.1999999999999993,35]
["2008-06-08","12:00:00",10,2.4]
["2008-06-09","12:00:00",8.9,0.8]
["2008-06-10","12:00:00",8.8000000000000007,27.2]
["2008-06-11","12:00:00",8,16.600000000000001]
["2008-06-12","12:00:00",12,2.8]
["2008-06-13","12:00:00",12.2,4.2]
["2008-06-14","12:00:00",10.5,0.6]
["2008-06-15","12:00:00",10.6,0]
["2008-06-16","12:00:00",14.2,0]
["2008-06-17","12:00:00",16.2,0]
["2008-06-18","12:00:00",15.5,0]
["2008-06-19","12:00:00",13.7,0]
["2008-06-20","12:00:00",14.6,0]
["2008-06-21","12:00:00",17.7,0]
["2008-06-22","12:00:00",16.600000000000001,1.1000000000000001]
["2008-06-23","12:00:00",14.5,0]
["2008-06-24","12:00:00",13.9,11]
["2008-06-25","12:00:00",14.3,0]
["2008-06-26","12:00:00",14.9,0]
["2008-06-27","12:00:00",13,0]
["2008-06-28","12:00:00",17.600000000000001,0]
["2008-06-29","12:00:00",21.1,0]
["2008-06-30","12:00:00",22.2,1.8]
["2008-07-01","12:00:00",17.600000000000001,0]
["2008-07-02","12:00:00",17.100000000000001,0.2]
["2008-07-03","12:00:00",19.7,0]
["2008-07-04","12:00:00",21.7,6.6]
["2008-07-05","12:00:00",18.2,0.3]
["2008-07-06","12:00:00",16.100000000000001,1.4]
["2008-07-07","12:00:00",14.5,16.600000000000001]
["2008-07-08","12:00:00",17.3,0.2]
["2008-07-09","12:00:00",18.3,0]
["2008-07-10","12:00:00",11,8.6]
["2008-07-11","12:00:00",12.2,3]
["2008-07-12","12:00:00",16,0]
["2008-07-13","12:00:00",15.9,9.8000000000000007]
["2008-07-14","12:00:00",13.5,0.8]
["2008-07-15","12:00:00",13.6,2.8]
["2008-07-16","12:00:00",13.6,1]
["2008-07-17","12:00:00",14.9,0]
["2008-07-18","12:00:00",14,5.6]
["2008-07-19","12:00:00",15.6,0]
["2008-07-20","12:00:00",17.399999999999999,0]
["2008-07-21","12:00:00",21.2,0]
["2008-07-22","12:00:00",16.399999999999999,0]
["2008-07-23","12:00:00",16,0.2]
["2008-07-24","12:00:00",16.3,3.6]
["2008-07-25","12:00:00",17.600000000000001,0]
["2008-07-26","12:00:00",19.7,1.8]
["2008-07-27","12:00:00",18.3,14]
["2008-07-28","12:00:00",17.2,0]
["2008-07-29","12:00:00",17.8,0]
["2008-07-30","12:00:00",16.7,0.6]
["2008-07-31","12:00:00",14.6,0]
["2008-08-01","12:00:00",16.399999999999999,0]
["2008-08-02","12:00:00",14.5,0]
["2008-08-03","12:00:00",14,6.8]
["2008-08-04","12:00:00",16,0]
["2008-08-05","12:00:00",17,0]
["2008-08-06","12:00:00",17.8,0]
["2008-08-07","12:00:00",22.1,0]
["2008-08-08","12:00:00",21.7,0]
["2008-08-09","12:00:00",21.6,0]
["2008-08-10","12:00:00",16.5,0]
["2008-08-11","12:00:00",15.5,0]
["2008-08-12","12:00:00",17.100000000000001,0]
["2008-08-13","12:00:00",16.5,0]
["2008-08-14","12:00:00",18.5,0]
["2008-08-15","12:00:00",19.8,0]
["2008-08-16","12:00:00",20.6,0]
["2008-08-17","12:00:00",22.4,2.4]
["2008-08-18","12:00:00",24.1,0]
["2008-08-19","12:00:00",21,0.2]
["2008-08-20","12:00:00",17.100000000000001,0.2]
["2008-08-21","12:00:00",13.1,13.2]
["2008-08-22","12:00:00",13.2,1.6]
["2008-08-23","12:00:00",15,0]
["2008-08-24","12:00:00",17.600000000000001,0]
["2008-08-25","12:00:00",15.9,0]
["2008-08-26","12:00:00",11.5,9.6]
["2008-08-27","12:00:00",12.6,0]
["2008-08-28","12:00:00",13.8,0]
["2008-08-29","12:00:00",15.2,0]
["2008-08-30","12:00:00",11.1,9.1999999999999993]
["2008-08-31","12:00:00",5.2,10.4]
["2008-09-01","12:00:00",8,0]
["2008-09-02","12:00:00",9.6999999999999993,0]
["2008-09-03","12:00:00",10,0.2]
["2008-09-04","12:00:00",8.5,0]
["2008-09-05","12:00:00",9.3000000000000007,0.2]
["2008-09-06","12:00:00",9.3000000000000007,1]
["2008-09-07","12:00:00",9.8000000000000007,1.2]
["2008-09-08","12:00:00",10.5,0]
["2008-09-09","12:00:00",11.1,0.6]
["2008-09-10","12:00:00",9.6999999999999993,0]
["2008-09-11","12:00:00",14.6,0]
["2008-09-12","12:00:00",11.2,6.2]
["2008-09-13","12:00:00",9.1999999999999993,0]
["2008-09-14","12:00:00",12.7,0]
["2008-09-15","12:00:00",16.100000000000001,0]
["2008-09-16","12:00:00",15.3,0]
["2008-09-17","12:00:00",15.6,0]
["2008-09-18","12:00:00",16.3,0]
["2008-09-19","12:00:00",15.2,0]
["2008-09-20","12:00:00",14.4,0]
["2008-09-21","12:00:00",11.1,4.4000000000000004]
["2008-09-22","12:00:00",9.6999999999999993,1.4]
["2008-09-23","12:00:00",7.9,10]
["2008-09-24","12:00:00",4.7,0]
["2008-09-25","12:00:00",9.8000000000000007,2.6]
["2008-09-26","12:00:00",9.8000000000000007,0]
["2008-09-27","12:00:00",11.9,0]
["2008-09-28","12:00:00",8.5,0]
["2008-09-29","12:00:00",14.3,0]
["2008-09-30","12:00:00",15.3,0]
["2008-10-01","12:00:00",16.5,0]
["2008-10-02","12:00:00",16.8,0]
["2008-10-03","12:00:00",15.1,0]
["2008-10-04","12:00:00",8.8000000000000007,0.8]
["2008-10-05","12:00:00",10.5,0]
["2008-10-06","12:00:00",7.8,0]
["2008-10-07","12:00:00",11,1]
["2008-10-08","12:00:00",5.2,0]
["2008-10-09","12:00:00",0.7,0]
["2008-10-10","12:00:00",0.8,0]
["2008-10-11","12:00:00",-1.3,0]
["2008-10-12","12:00:00",1.3,0]
["2008-10-13","12:00:00",8.8000000000000007,0]
["2008-10-14","12:00:00",3.2,6.6]
["2008-10-15","12:00:00",2,0]
["2008-10-16","12:00:00",5.0999999999999996,0]
["2008-10-17","12:00:00",11.5,0]
["2008-10-18","12:00:00",4.5999999999999996,0]
["2008-10-19","12:00:00",4.2,0]
["2008-10-20","12:00:00",7.2,0]
["2008-10-21","12:00:00",6.5,0]
["2008-10-22","12:00:00",6.5,0]
["2008-10-23","12:00:00",8.4,0]
["2008-10-24","12:00:00",8.6999999999999993,0]
["2008-10-25","12:00:00",2.1,0]
["2008-10-26","12:00:00",-3.1,0]
["2008-10-27","12:00:00",6.2,0]
["2008-10-28","12:00:00",6.4,0]
["2008-10-29","12:00:00",12.3,0]
["2008-10-30","12:00:00",4.9000000000000004,0]
["2008-10-31","12:00:00",7.9,0]
["2008-11-01","12:00:00",11.2,0]
["2008-11-02","12:00:00",11.3,0]
["2008-11-03","12:00:00",6.2,0]
["2008-11-04","12:00:00",-0.7,2]
["2008-11-05","12:00:00",0.2,5.4]
["2008-11-06","12:00:00",0,0]
["2008-11-07","12:00:00",5.0999999999999996,0]
["2008-11-08","12:00:00",2.4,0]
["2008-11-09","12:00:00",7.6,0]
["2008-11-10","12:00:00",1.3,0]
["2008-11-11","12:00:00",0.5,0]
["2008-11-12","12:00:00",6.5,0]
["2008-11-13","12:00:00",2.8,0]
["2008-11-14","12:00:00",-0.7,0]
["2008-11-15","12:00:00",4.5999999999999996,1.2]
["2008-11-16","12:00:00",-0.2,8]
["2008-11-17","12:00:00",1.1000000000000001,0.4]
["2008-11-18","12:00:00",5.2,1]
["2008-11-19","12:00:00",-4,1.2]
["2008-11-20","12:00:00",-6.4,0]
["2008-11-21","12:00:00",-0.1,0]
["2008-11-22","12:00:00",1.6,0]
["2008-11-23","12:00:00",0.1,0]
["2008-11-24","12:00:00",3.3,0]
["2008-11-25","12:00:00",4.2,0]
["2008-11-26","12:00:00",0.6,0]
["2008-11-27","12:00:00",-1.2,0]
["2008-11-28","12:00:00",1.2,0]
["2008-11-29","12:00:00",2,0]
["2008-11-30","12:00:00",-0.5,0]
["2008-12-01","12:00:00",6.3,0]
["2008-12-02","12:00:00",-4.7,0.2]
["2008-12-03","12:00:00",-9.6,0]
["2008-12-04","12:00:00",-5.3,0]
["2008-12-05","12:00:00",3.3,0]
["2008-12-06","12:00:00",4.5999999999999996,0]
["2008-12-07","12:00:00",-0.8,10.8]
["2008-12-08","12:00:00",-5.0999999999999996,0.8]
["2008-12-09","12:00:00",-1,1]
["2008-12-10","12:00:00",0.3,0]
["2008-12-11","12:00:00",-3.5,0]
["2008-12-12","12:00:00",-4.9000000000000004,7.8]
["2008-12-13","12:00:00",-21.7,1.6]
["2008-12-14","12:00:00",-28.2,0.2]
["2008-12-15","12:00:00",-23.5,0]
["2008-12-16","12:00:00",-12.2,2.2000000000000002]
["2008-12-17","12:00:00",-14.5,1.4]
["2008-12-18","12:00:00",-22.3,1.4]
["2008-12-19","12:00:00",-25.3,0.6]
["2008-12-20","12:00:00",-25.3,0]
["2008-12-21","12:00:00",-24.6,0.8]
["2008-12-22","12:00:00",-21.1,1]
["2008-12-23","12:00:00",-16.399999999999999,0]
["2008-12-24","12:00:00",-11.2,0]
["2008-12-25","12:00:00",-12,0]
["2008-12-26","12:00:00",-13.6,0]
["2008-12-27","12:00:00",-1.3,0]
["2008-12-28","12:00:00",-7.8,4]
["2008-12-29","12:00:00",-12,0.4]
["2008-12-30","12:00:00",-16.100000000000001,1.6]
["2008-12-31","12:00:00",-9.6,0]
["2009-01-01","12:00:00",-14.6,1.6]
["2009-01-02","12:00:00",-24.6,0]
["2009-01-03","12:00:00",-18.8,0]
["2009-01-04","12:00:00",-8.1,0]
["2009-01-05","12:00:00",-3.8,0]
["2009-01-06","12:00:00",-5.8,0]
["2009-01-07","12:00:00",-10.6,0.6]
["2009-01-08","12:00:00",-13.8,1]
["2009-01-09","12:00:00",-7.5,0]
["2009-01-10","12:00:00",-0.8,0]
["2009-01-11","12:00:00",-0.2,0]
["2009-01-12","12:00:00",-1,0]
["2009-01-13","12:00:00",-1.1000000000000001,0]
["2009-01-14","12:00:00",-6.4,3.2]
["2009-01-15","12:00:00",-0.5,0]
["2009-01-16","12:00:00",3.9,0]
["2009-01-17","12:00:00",2.5,0]
["2009-01-18","12:00:00",6.5,0]
["2009-01-19","12:00:00",2.6,0]
["2009-01-20","12:00:00",-0.2,0]
["2009-01-21","12:00:00",-0.6,0]
["2009-01-22","12:00:00",-11.5,0.2]
["2009-01-23","12:00:00",-22.2,0.4]
["2009-01-24","12:00:00",-22.8,0]
["2009-01-25","12:00:00",-17.100000000000001,0]
["2009-01-26","12:00:00",-15.3,0]
["2009-01-27","12:00:00",-5.2,0]
["2009-01-28","12:00:00",-2.6,0]
["2009-01-29","12:00:00",0.5,0]
["2009-01-30","12:00:00",7.6,0]
["2009-01-31","12:00:00",-0.4,0.4]
["2009-02-01","12:00:00",-5.2,0]
["2009-02-02","12:00:00",2.2000000000000002,0]
["2009-02-03","12:00:00",3.5,0]
["2009-02-04","12:00:00",6.3,0]
["2009-02-05","12:00:00",5,0]
["2009-02-06","12:00:00",-3.5,0]
["2009-02-07","12:00:00",-0.9,0]
["2009-02-08","12:00:00",3.3,0]
["2009-02-09","12:00:00",1.6,0]
["2009-02-10","12:00:00",-6,2.2000000000000002]
["2009-02-11","12:00:00",-10.6,0]
["2009-02-12","12:00:00",-10.4,0]
["2009-02-13","12:00:00",-12.9,1]
["2009-02-14","12:00:00",-13.8,0.6]
["2009-02-15","12:00:00",-15.5,0]
["2009-02-16","12:00:00",-12.2,0]
["2009-02-17","12:00:00",-9.4,0]
["2009-02-18","12:00:00",-4,0]
["2009-02-19","12:00:00",-4.7,0.4]
["2009-02-20","12:00:00",-6.1,0]
["2009-02-21","12:00:00",-4.3,0]
["2009-02-22","12:00:00",-7.9,0]
["2009-02-23","12:00:00",-9,1.8]
["2009-02-24","12:00:00",-14.4,4.5999999999999996]
["2009-02-25","12:00:00",-20.6,1.4]
["2009-02-26","12:00:00",-21.5,0.2]
["2009-02-27","12:00:00",-12.9,0]
["2009-02-28","12:00:00",-16,0]
["2009-03-01","12:00:00",-5.5,0]
["2009-03-02","12:00:00",1.7,0]
["2009-03-03","12:00:00",2,5.4]
["2009-03-04","12:00:00",0.9,0]
["2009-03-05","12:00:00",-6.7,0.2]
["2009-03-06","12:00:00",-11.5,0]
["2009-03-07","12:00:00",-2.5,5.6]
["2009-03-08","12:00:00",-14,0.8]
["2009-03-09","12:00:00",-23.2,1.2]
["2009-03-10","12:00:00",-23.8,0.6]
["2009-03-11","12:00:00",-17.8,0]
["2009-03-12","12:00:00",-5.3,0]
["2009-03-13","12:00:00",6.5,0]
["2009-03-14","12:00:00",3.6,0]
["2009-03-15","12:00:00",-1,0]
["2009-03-16","12:00:00",-6.1,0.8]
["2009-03-17","12:00:00",-5.3,0]
["2009-03-18","12:00:00",-3.1,0]
["2009-03-19","12:00:00",5.8,0]
["2009-03-20","12:00:00",5.6,0]
["2009-03-21","12:00:00",3.8,2.2000000000000002]
["2009-03-22","12:00:00",-3.8,15.2]
["2009-03-23","12:00:00",-4.3,0]
["2009-03-24","12:00:00",-5.8,0]
["2009-03-25","12:00:00",-8.5,1.6]
["2009-03-26","12:00:00",-8.6,0]
["2009-03-27","12:00:00",-0.9,0]
["2009-03-28","12:00:00",-1.6,3.4]
["2009-03-29","12:00:00",-5.6,3.8]
["2009-03-30","12:00:00",-3.8,0]
["2009-03-31","12:00:00",1,0.2]
["2009-04-01","12:00:00",-1.8,1]
["2009-04-02","12:00:00",-3.3,0]
["2009-04-03","12:00:00",-2.6,0]
["2009-04-04","12:00:00",-1.1000000000000001,0]
["2009-04-05","12:00:00",1.5,0]
["2009-04-06","12:00:00",6.5,0]
["2009-04-07","12:00:00",4.9000000000000004,0]
["2009-04-08","12:00:00",4.4000000000000004,0]
["2009-04-09","12:00:00",7.7,0]
["2009-04-10","12:00:00",8.9,0]
["2009-04-11","12:00:00",7.8,0]
["2009-04-12","12:00:00",7.4,0]
["2009-04-13","12:00:00",4.5,0]
["2009-04-14","12:00:00",1.2,1]
["2009-04-15","12:00:00",3,0]
["2009-04-16","12:00:00",3.6,0]
["2009-04-17","12:00:00",6.3,0]
["2009-04-18","12:00:00",8.5,0]
["2009-04-19","12:00:00",6.4,0]
["2009-04-20","12:00:00",12.7,0]
["2009-04-21","12:00:00",12.4,0]
["2009-04-22","12:00:00",4.2,4.8]
["2009-04-23","12:00:00",-4.3,1.4]
["2009-04-24","12:00:00",-1.4,0]
["2009-04-25","12:00:00",1.9,2]
["2009-04-26","12:00:00",1.1000000000000001,0.8]
["2009-04-27","12:00:00",-0.8,0]
["2009-04-28","12:00:00",-1.1000000000000001,0.4]
["2009-04-29","12:00:00",0,0]
["2009-04-30","12:00:00",2.2000000000000002,0]
["2009-05-01","12:00:00",6.2,0]
["2009-05-02","12:00:00",7.5,0]
["2009-05-03","12:00:00",10.7,0]
["2009-05-04","12:00:00",11.4,0]
["2009-05-05","12:00:00",9.6999999999999993,0.8]
["2009-05-06","12:00:00",9.3000000000000007,0]
["2009-05-07","12:00:00",6.6,0]
["2009-05-08","12:00:00",7.2,0]
["2009-05-09","12:00:00",8.5,1]
["2009-05-10","12:00:00",8.1999999999999993,0]
["2009-05-11","12:00:00",9.6999999999999993,0]
["2009-05-12","12:00:00",5.5,5.8]
["2009-05-13","12:00:00",4.5999999999999996,0.8]
["2009-05-14","12:00:00",4.5999999999999996,0.2]
["2009-05-15","12:00:00",6.1,1.4]
["2009-05-16","12:00:00",11.7,0]
["2009-05-17","12:00:00",16.600000000000001,0]
["2009-05-18","12:00:00",4.0999999999999996,1.4]
["2009-05-19","12:00:00",5.7,1.8]
["2009-05-20","12:00:00",4.2,0.2]
["2009-05-21","12:00:00",6.4,0]
["2009-05-22","12:00:00",7.6,0]
["2009-05-23","12:00:00",11.2,0]
["2009-05-24","12:00:00",13.6,0]
["2009-05-25","12:00:00",14.7,0.8]
["2009-05-26","12:00:00",13.6,0]
["2009-05-27","12:00:00",12.2,0]
["2009-05-28","12:00:00",14.1,0]
["2009-05-29","12:00:00",16.899999999999999,0]
["2009-05-30","12:00:00",18.5,0]
["2009-05-31","12:00:00",14.6,0]
["2009-06-01","12:00:00",9.1999999999999993,0]
["2009-06-02","12:00:00",9.5,0]
["2009-06-03","12:00:00",13.5,0]
["2009-06-04","12:00:00",14.6,0]
["2009-06-05","12:00:00",5.9,6]
["2009-06-06","12:00:00",4.2,6.4]
["2009-06-07","12:00:00",5.6,0]
["2009-06-08","12:00:00",5.8,0]
["2009-06-09","12:00:00",8.6,0]
["2009-06-10","12:00:00",10.4,0]
["2009-06-11","12:00:00",14.4,0]
["2009-06-12","12:00:00",16.2,3.2]
["2009-06-13","12:00:00",17.2,9.4]
["2009-06-14","12:00:00",17.899999999999999,0]
["2009-06-15","12:00:00",19.399999999999999,0]
["2009-06-16","12:00:00",16.2,13.6]
["2009-06-17","12:00:00",15.5,0.4]
["2009-06-18","12:00:00",14.7,3.6]
["2009-06-19","12:00:00",14.2,0]
["2009-06-20","12:00:00",15.2,0]
["2009-06-21","12:00:00",13.3,0]
["2009-06-22","12:00:00",13.1,0]
["2009-06-23","12:00:00",15.2,0]
["2009-06-24","12:00:00",15.1,0]
["2009-06-25","12:00:00",17.7,0]
["2009-06-26","12:00:00",15.1,0]
["2009-06-27","12:00:00",14,0]
["2009-06-28","12:00:00",18.5,0]
["2009-06-29","12:00:00",16.100000000000001,0]
["2009-06-30","12:00:00",13,0]
["2009-07-01","12:00:00",12.3,0.8]
["2009-07-02","12:00:00",13.5,0.8]
["2009-07-03","12:00:00",14.6,0]
["2009-07-04","12:00:00",18.3,3.2]
["2009-07-05","12:00:00",16.399999999999999,0.8]
["2009-07-06","12:00:00",15,24.2]
["2009-07-07","12:00:00",14.5,2.4]
["2009-07-08","12:00:00",11.8,2.2000000000000002]
["2009-07-09","12:00:00",12.5,3.2]
["2009-07-10","12:00:00",16,0.2]
["2009-07-11","12:00:00",15.9,0]
["2009-07-12","12:00:00",17.5,0]
["2009-07-13","12:00:00",15.2,18]
["2009-07-14","12:00:00",12.1,1.4]
["2009-07-15","12:00:00",15.2,1.2]
["2009-07-16","12:00:00",18.600000000000001,0]
["2009-07-17","12:00:00",19.3,0]
["2009-07-18","12:00:00",21.6,0]
["2009-07-19","12:00:00",16.5,2.2000000000000002]
["2009-07-20","12:00:00",17,0]
["2009-07-21","12:00:00",17.8,0]
["2009-07-22","12:00:00",21.7,0]
["2009-07-23","12:00:00",20.9,0]
["2009-07-24","12:00:00",22.6,0]
["2009-07-25","12:00:00",21,0]
["2009-07-26","12:00:00",20.3,0.8]
["2009-07-27","12:00:00",18.8,1]
["2009-07-28","12:00:00",16.7,0.8]
["2009-07-29","12:00:00",16.600000000000001,4.4000000000000004]
["2009-07-30","12:00:00",17.7,3]
["2009-07-31","12:00:00",17.600000000000001,0]
["2009-08-01","12:00:00",22.1,0]
["2009-08-02","12:00:00",22.2,0]
["2009-08-03","12:00:00",13.4,14.4]
["2009-08-04","12:00:00",10.7,17]
["2009-08-05","12:00:00",10.7,5.8]
["2009-08-06","12:00:00",13.1,3]
["2009-08-07","12:00:00",12.8,0]
["2009-08-08","12:00:00",15.3,0]
["2009-08-09","12:00:00",18.3,0]
["2009-08-10","12:00:00",18.3,0]
["2009-08-11","12:00:00",16.2,1]
["2009-08-12","12:00:00",14.7,0]
["2009-08-13","12:00:00",11,6.6]
["2009-08-14","12:00:00",9.9,5.8]
["2009-08-15","12:00:00",10.6,5]
["2009-08-16","12:00:00",13.5,0]
["2009-08-17","12:00:00",16.600000000000001,0]
["2009-08-18","12:00:00",19.5,3.6]
["2009-08-19","12:00:00",16.899999999999999,0]
["2009-08-20","12:00:00",17.2,0]
["2009-08-21","12:00:00",21,0]
["2009-08-22","12:00:00",17.899999999999999,0]
["2009-08-23","12:00:00",16.7,0]
["2009-08-24","12:00:00",14,0]
["2009-08-25","12:00:00",16.8,0]
["2009-08-26","12:00:00",16.8,0]
["2009-08-27","12:00:00",16.899999999999999,0]
["2009-08-28","12:00:00",17.899999999999999,0]
["2009-08-29","12:00:00",17.5,0]
["2009-08-30","12:00:00",17,0]
["2009-08-31","12:00:00",18.8,0]
["2009-09-01","12:00:00",20.2,0]
["2009-09-02","12:00:00",20.6,0]
["2009-09-03","12:00:00",19.899999999999999,0]
["2009-09-04","12:00:00",16.5,0]
["2009-09-05","12:00:00",14.9,0]
["2009-09-06","12:00:00",14.3,0]
["2009-09-07","12:00:00",11,0]
["2009-09-08","12:00:00",12.8,0]
["2009-09-09","12:00:00",14.1,0]
["2009-09-10","12:00:00",13.9,0]
["2009-09-11","12:00:00",13.3,0]
["2009-09-12","12:00:00",16.2,0]
["2009-09-13","12:00:00",14.4,0]
["2009-09-14","12:00:00",13.4,0]
["2009-09-15","12:00:00",17,0]
["2009-09-16","12:00:00",20,0]
["2009-09-17","12:00:00",14.3,0.2]
["2009-09-18","12:00:00",15.1,0]
["2009-09-19","12:00:00",18.7,0]
["2009-09-20","12:00:00",10.9,2]
["2009-09-21","12:00:00",11.8,0]
["2009-09-22","12:00:00",19.100000000000001,0]
["2009-09-23","12:00:00",22.2,0]
["2009-09-24","12:00:00",20.100000000000001,0]
["2009-09-25","12:00:00",13.9,0]
["2009-09-26","12:00:00",14.4,0]
["2009-09-27","12:00:00",8.1,0]
["2009-09-28","12:00:00",9.3000000000000007,0]
["2009-09-29","12:00:00",13.3,0]
["2009-09-30","12:00:00",6,0]
["2009-10-01","12:00:00",4.2,0]
["2009-10-02","12:00:00",4.7,0]
["2009-10-03","12:00:00",3.1,0.6]
["2009-10-04","12:00:00",1.1000000000000001,2.8]
["2009-10-05","12:00:00",3.3,0.4]
["2009-10-06","12:00:00",9.4,0]
["2009-10-07","12:00:00",0.7,0.4]
["2009-10-08","12:00:00",-4.0999999999999996,0.6]
["2009-10-09","12:00:00",-8.9,0.6]
["2009-10-10","12:00:00",-6.9,0]
["2009-10-11","12:00:00",-9.4,1]
["2009-10-12","12:00:00",-10.7,0]
["2009-10-13","12:00:00",-5.7,2.6]
["2009-10-14","12:00:00",-2.2999999999999998,4.5999999999999996]
["2009-10-15","12:00:00",1.9,0]
["2009-10-16","12:00:00",3.4,0]
["2009-10-17","12:00:00",8.4,0]
["2009-10-18","12:00:00",4.0999999999999996,0.4]
["2009-10-19","12:00:00",3.8,2]
["2009-10-20","12:00:00",3.9,2]
["2009-10-21","12:00:00",4.8,0]
["2009-10-22","12:00:00",6.9,0]
["2009-10-23","12:00:00",6.1,0]
["2009-10-24","12:00:00",2.4,9.1999999999999993]
["2009-10-25","12:00:00",1.5,0]
["2009-10-26","12:00:00",6,0]
["2009-10-27","12:00:00",1.4,3.4]
["2009-10-28","12:00:00",1,0]
["2009-10-29","12:00:00",0.9,0.2]
["2009-10-30","12:00:00",4.4000000000000004,0]
["2009-10-31","12:00:00",7.9,0]
["2009-11-01","12:00:00",3.1,0.2]
["2009-11-02","12:00:00",4.2,0]
["2009-11-03","12:00:00",3.9,0]
["2009-11-04","12:00:00",-1.5,0]
["2009-11-05","12:00:00",8.1999999999999993,0]
["2009-11-06","12:00:00",6.4,0]
["2009-11-07","12:00:00",2.6,0]
["2009-11-08","12:00:00",1.4,0]
["2009-11-09","12:00:00",1.7,0]
["2009-11-10","12:00:00",3.7,0]
["2009-11-11","12:00:00",0.5,0]
["2009-11-12","12:00:00",-3.1,0]
["2009-11-13","12:00:00",-0.6,0]
["2009-11-14","12:00:00",-2.2999999999999998,0]
["2009-11-15","12:00:00",3.6,0]
["2009-11-16","12:00:00",6.3,0]
["2009-11-17","12:00:00",5.7,0]
["2009-11-18","12:00:00",0.1,0]
["2009-11-19","12:00:00",2.9,0]
["2009-11-20","12:00:00",3.4,0]
["2009-11-21","12:00:00",0.9,0]
["2009-11-22","12:00:00",-1.5,0]
["2009-11-23","12:00:00",0.3,0]
["2009-11-24","12:00:00",2,0]
["2009-11-25","12:00:00",4.5999999999999996,0]
["2009-11-26","12:00:00",6.8,0]
["2009-11-27","12:00:00",-3.2,3.4]
["2009-11-28","12:00:00",-3.6,0]
["2009-11-29","12:00:00",3.9,0]
["2009-11-30","12:00:00",-3.7,1.8]
["2009-12-01","12:00:00",-9,0]
["2009-12-02","12:00:00",-11.1,0]
["2009-12-03","12:00:00",-11.6,0]
["2009-12-04","12:00:00",-2.9,9]
["2009-12-05","12:00:00",-10,2.6]
["2009-12-06","12:00:00",-17.600000000000001,1]
["2009-12-07","12:00:00",-22.7,0]
["2009-12-08","12:00:00",-20.3,0]
["2009-12-09","12:00:00",-12.6,3]
["2009-12-10","12:00:00",-11.2,1.6]
["2009-12-11","12:00:00",-10.8,1.8]
["2009-12-12","12:00:00",-22,0.4]
["2009-12-13","12:00:00",-28.3,0.6]
["2009-12-14","12:00:00",-26.2,0]
["2009-12-15","12:00:00",-15.3,0]
["2009-12-16","12:00:00",-2.9,0]
["2009-12-17","12:00:00",0,0]
["2009-12-18","12:00:00",-2.5,0]
["2009-12-19","12:00:00",-3.7,0]
["2009-12-20","12:00:00",-8.5,2.4]
["2009-12-21","12:00:00",-12.3,0.8]
["2009-12-22","12:00:00",-15.1,2]
["2009-12-23","12:00:00",-17.7,0.2]
["2009-12-24","12:00:00",-13.7,0]
["2009-12-25","12:00:00",-10.8,0]
["2009-12-26","12:00:00",-8.3000000000000007,0]
["2009-12-27","12:00:00",-6.5,0]
["2009-12-28","12:00:00",-8.5,0]
["2009-12-29","12:00:00",-9.4,0]
["2009-12-30","12:00:00",-15,0.6]
["2009-12-31","12:00:00",-21,2]
["2010-01-01","12:00:00",-16.399999999999999,0]
["2010-01-02","12:00:00",-11,0]
["2010-01-03","12:00:00",-10.9,0]
["2010-01-04","12:00:00",-9.6999999999999993,0]
["2010-01-05","12:00:00",-15,4.5999999999999996]
["2010-01-06","12:00:00",-19,0]
["2010-01-07","12:00:00",-16.8,0]
["2010-01-08","12:00:00",-1.7,0]
["2010-01-09","12:00:00",-0.4,0]
["2010-01-10","12:00:00",4.5,0]
["2010-01-11","12:00:00",5.4,0]
["2010-01-12","12:00:00",5.3,0]
["2010-01-13","12:00:00",2.6,0]
["2010-01-14","12:00:00",2.7,0]
["2010-01-15","12:00:00",2.4,0]
["2010-01-16","12:00:00",0.2,0]
["2010-01-17","12:00:00",-2.2999999999999998,0]
["2010-01-18","12:00:00",1.8,0]
["2010-01-19","12:00:00",-2.9,0]
["2010-01-20","12:00:00",-1.1000000000000001,0]
["2010-01-21","12:00:00",-1.9,0.6]
["2010-01-22","12:00:00",-8.1999999999999993,0.8]
["2010-01-23","12:00:00",-8.1,0.8]
["2010-01-24","12:00:00",-9.5,0.2]
["2010-01-25","12:00:00",-12.7,1.2]
["2010-01-26","12:00:00",-14.1,0.2]
["2010-01-27","12:00:00",-13.1,0]
["2010-01-28","12:00:00",-7.7,0]
["2010-01-29","12:00:00",-6.9,0]
["2010-01-30","12:00:00",-8.6,0.2]
["2010-01-31","12:00:00",-11.2,1.4]
["2010-02-01","12:00:00",-4.9000000000000004,0]
["2010-02-02","12:00:00",-6.8,0]
["2010-02-03","12:00:00",-7.6,0.4]
["2010-02-04","12:00:00",-7.8,0]
["2010-02-05","12:00:00",-8.1,0]
["2010-02-06","12:00:00",-13.5,0]
["2010-02-07","12:00:00",-9.8000000000000007,0]
["2010-02-08","12:00:00",-10.199999999999999,1]
["2010-02-09","12:00:00",-5.9,0]
["2010-02-10","12:00:00",-5.0999999999999996,0]
["2010-02-11","12:00:00",-5.4,0]
["2010-02-12","12:00:00",-2.8,0]
["2010-02-13","12:00:00",-9.1999999999999993,0]
["2010-02-14","12:00:00",-4.2,0]
["2010-02-15","12:00:00",0.1,0]
["2010-02-16","12:00:00",-2.1,0.2]
["2010-02-17","12:00:00",-0.4,4.5999999999999996]
["2010-02-18","12:00:00",-1.9,0.4]
["2010-02-19","12:00:00",-5.6,0]
["2010-02-20","12:00:00",-9.6,0]
["2010-02-21","12:00:00",-3.9,0]
["2010-02-22","12:00:00",-6.3,0]
["2010-02-23","12:00:00",-3.6,0]
["2010-02-24","12:00:00",1.2,0]
["2010-02-25","12:00:00",2.2000000000000002,0]
["2010-02-26","12:00:00",0,0]
["2010-02-27","12:00:00",0.7,0]
["2010-02-28","12:00:00",1.4,0]
["2010-03-01","12:00:00",2.2000000000000002,0]
["2010-03-02","12:00:00",1.6,0]
["2010-03-03","12:00:00",4.5999999999999996,0]
["2010-03-04","12:00:00",2.7,0]
["2010-03-05","12:00:00",3.4,0]
["2010-03-06","12:00:00",2.8,0]
["2010-03-07","12:00:00",4.4000000000000004,0]
["2010-03-08","12:00:00",1.5,0.3]
["2010-03-09","12:00:00",-3.4,0]
["2010-03-10","12:00:00",-0.6,0]
["2010-03-11","12:00:00",2.6,0]
["2010-03-12","12:00:00",4.8,0]
["2010-03-13","12:00:00",1,0]
["2010-03-14","12:00:00",0.5,0]
["2010-03-15","12:00:00",5.3,0]
["2010-03-16","12:00:00",6.3,0]
["2010-03-17","12:00:00",6.1,0]
["2010-03-18","12:00:00",0.2,0]
["2010-03-19","12:00:00",-0.8,0.4]
["2010-03-20","12:00:00",4.7,0]
["2010-03-21","12:00:00",8.8000000000000007,0]
["2010-03-22","12:00:00",1.4,0]
["2010-03-23","12:00:00",4,0]
["2010-03-24","12:00:00",-2.4,0]
["2010-03-25","12:00:00",2.7,0]
["2010-03-26","12:00:00",4.5999999999999996,0.6]
["2010-03-27","12:00:00",7.6,0]
["2010-03-28","12:00:00",9.4,0]
["2010-03-29","12:00:00",5.3,0]
["2010-03-30","12:00:00",4.3,0]
["2010-03-31","12:00:00",3.9,0]
["2010-04-01","12:00:00",1.6,0]
["2010-04-02","12:00:00",2,0]
["2010-04-03","12:00:00",3.2,0]
["2010-04-04","12:00:00",3.6,0]
["2010-04-05","12:00:00",1.4,0]
["2010-04-06","12:00:00",3.2,0]
["2010-04-07","12:00:00",5.7,0]
["2010-04-08","12:00:00",6.4,3]
["2010-04-09","12:00:00",0,0]
["2010-04-10","12:00:00",0.9,0]
["2010-04-11","12:00:00",-2.9,0]
["2010-04-12","12:00:00",-0.9,2.6]
["2010-04-13","12:00:00",0.5,0.6]
["2010-04-14","12:00:00",7,0]
["2010-04-15","12:00:00",5.4,0]
["2010-04-16","12:00:00",7.5,0]
["2010-04-17","12:00:00",10.5,0]
["2010-04-18","12:00:00",9.8000000000000007,0]
["2010-04-19","12:00:00",11.7,0]
["2010-04-20","12:00:00",12.2,0]
["2010-04-21","12:00:00",13.1,0]
["2010-04-22","12:00:00",9,2.2000000000000002]
["2010-04-23","12:00:00",7,0.8]
["2010-04-24","12:00:00",4.2,19]
["2010-04-25","12:00:00",4.5999999999999996,2]
["2010-04-26","12:00:00",4.8,0]
["2010-04-27","12:00:00",4.5,0.4]
["2010-04-28","12:00:00",2.6,17.2]
["2010-04-29","12:00:00",1.2,4.2]
["2010-04-30","12:00:00",6.3,0]
["2010-05-01","12:00:00",5.7,0]
["2010-05-02","12:00:00",9.1999999999999993,0.2]
["2010-05-03","12:00:00",7.3,0.8]
["2010-05-04","12:00:00",0.2,4]
["2010-05-05","12:00:00",-2.1,2.4]
["2010-05-06","12:00:00",-0.1,0]
["2010-05-07","12:00:00",2,0]
["2010-05-08","12:00:00",3.5,0]
["2010-05-09","12:00:00",4.5,0.8]
["2010-05-10","12:00:00",3.9,0]
["2010-05-11","12:00:00",6,0]
["2010-05-12","12:00:00",8.8000000000000007,0]
["2010-05-13","12:00:00",10.4,0]
["2010-05-14","12:00:00",12.8,0]
["2010-05-15","12:00:00",14,0]
["2010-05-16","12:00:00",15.2,0]
["2010-05-17","12:00:00",16.899999999999999,0.4]
["2010-05-18","12:00:00",16.5,1.4]
["2010-05-19","12:00:00",15.8,0.4]
["2010-05-20","12:00:00",9.1999999999999993,0]
["2010-05-21","12:00:00",8.3000000000000007,0]
["2010-05-22","12:00:00",5.7,0]
["2010-05-23","12:00:00",6.1,0.2]
["2010-05-24","12:00:00",8.1,0]
["2010-05-25","12:00:00",10,0]
["2010-05-26","12:00:00",9.5,0]
["2010-05-27","12:00:00",5.6,30]
["2010-05-28","12:00:00",3.1,4.8]
["2010-05-29","12:00:00",1.3,14.8]
["2010-05-30","12:00:00",4.7,3.6]
["2010-05-31","12:00:00",6.4,0]
["2010-06-01","12:00:00",7.2,0]
["2010-06-02","12:00:00",11.7,0]
["2010-06-03","12:00:00",12.4,4]
["2010-06-04","12:00:00",10.1,0]
["2010-06-05","12:00:00",12.5,1.2]
["2010-06-06","12:00:00",12,0]
["2010-06-07","12:00:00",11.9,0]
["2010-06-08","12:00:00",11.4,2.2000000000000002]
["2010-06-09","12:00:00",8.3000000000000007,12.2]
["2010-06-10","12:00:00",5.8,3]
["2010-06-11","12:00:00",8.9,0]
["2010-06-12","12:00:00",12.7,0]
["2010-06-13","12:00:00",16.399999999999999,0]
["2010-06-14","12:00:00",14,0]
["2010-06-15","12:00:00",9.6999999999999993,2.2000000000000002]
["2010-06-16","12:00:00",10,12.6]
["2010-06-17","12:00:00",9.4,8.4]
["2010-06-18","12:00:00",13.6,0]
["2010-06-19","12:00:00",13.7,0]
["2010-06-20","12:00:00",14.9,0]
["2010-06-21","12:00:00",15.5,0]
["2010-06-22","12:00:00",15.7,13.2]
["2010-06-23","12:00:00",16.100000000000001,3.8]
["2010-06-24","12:00:00",17,0]
["2010-06-25","12:00:00",16.100000000000001,1]
["2010-06-26","12:00:00",15.5,0]
["2010-06-27","12:00:00",17.3,0]
["2010-06-28","12:00:00",20.399999999999999,0]
["2010-06-29","12:00:00",19.7,0]
["2010-06-30","12:00:00",16.7,0]
["2010-07-01","12:00:00",13.1,0]
["2010-07-02","12:00:00",12.4,0.6]
["2010-07-03","12:00:00",15.2,0]
["2010-07-04","12:00:00",13.9,2.2000000000000002]
["2010-07-05","12:00:00",11.2,0]
["2010-07-06","12:00:00",14.4,2.2000000000000002]
["2010-07-07","12:00:00",17.600000000000001,0]
["2010-07-08","12:00:00",19.100000000000001,0]
["2010-07-09","12:00:00",20.100000000000001,0]
["2010-07-10","12:00:00",16.3,5.2]
["2010-07-11","12:00:00",16.8,2.2000000000000002]
["2010-07-12","12:00:00",16.600000000000001,13.8]
["2010-07-13","12:00:00",10.4,19]
["2010-07-14","12:00:00",16.600000000000001,0.2]
["2010-07-15","12:00:00",21.7,0]
["2010-07-16","12:00:00",14.6,11.2]
["2010-07-17","12:00:00",14.5,0]
["2010-07-18","12:00:00",16.600000000000001,0]
["2010-07-19","12:00:00",13.1,2.4]
["2010-07-20","12:00:00",14.7,0.4]
["2010-07-21","12:00:00",14.9,0]
["2010-07-22","12:00:00",15.8,2.2000000000000002]
["2010-07-23","12:00:00",16.100000000000001,1.2]
["2010-07-24","12:00:00",18.7,0]
["2010-07-25","12:00:00",18.8,0]
["2010-07-26","12:00:00",17.100000000000001,3.2]
["2010-07-27","12:00:00",17.7,0]
["2010-07-28","12:00:00",19.399999999999999,0]
["2010-07-29","12:00:00",19.399999999999999,0]
["2010-07-30","12:00:00",18.7,0]
["2010-07-31","12:00:00",16.600000000000001,0]
["2010-08-01","12:00:00",17.3,3.2]
["2010-08-02","12:00:00",15.3,33.799999999999997]
["2010-08-03","12:00:00",14.9,0]
["2010-08-04","12:00:00",15.5,0]
["2010-08-05","12:00:00",17,0]
["2010-08-06","12:00:00",19.8,0]
["2010-08-07","12:00:00",19.100000000000001,0.6]
["2010-08-08","12:00:00",16.399999999999999,0.2]
["2010-08-09","12:00:00",17.3,26.8]
["2010-08-10","12:00:00",16,0.2]
["2010-08-11","12:00:00",16.100000000000001,0.2]
["2010-08-12","12:00:00",14.9,6]
["2010-08-13","12:00:00",13.2,7]
["2010-08-14","12:00:00",15.2,0]
["2010-08-15","12:00:00",16.100000000000001,0]
["2010-08-16","12:00:00",16.100000000000001,0]
["2010-08-17","12:00:00",14.2,0]
["2010-08-18","12:00:00",20.8,0]
["2010-08-19","12:00:00",18.100000000000001,0]
["2010-08-20","12:00:00",13.8,0]
["2010-08-21","12:00:00",13.6,0]
["2010-08-22","12:00:00",12.7,1.6]
["2010-08-23","12:00:00",13.1,2]
["2010-08-24","12:00:00",14.2,0]
["2010-08-25","12:00:00",18.600000000000001,0]
["2010-08-26","12:00:00",21.4,0]
["2010-08-27","12:00:00",12.9,0.4]
["2010-08-28","12:00:00",11.5,0]
["2010-08-29","12:00:00",6.1,4.5999999999999996]
["2010-08-30","12:00:00",9.9,0]
["2010-08-31","12:00:00",10.8,0]
["2010-09-01","12:00:00",10,1.2]
["2010-09-02","12:00:00",12.2,0]
["2010-09-03","12:00:00",15.2,0]
["2010-09-04","12:00:00",14.5,8.6]
["2010-09-05","12:00:00",8.6,3.6]
["2010-09-06","12:00:00",8.1999999999999993,0.6]
["2010-09-07","12:00:00",8.5,2]
["2010-09-08","12:00:00",9,11.6]
["2010-09-09","12:00:00",9.8000000000000007,1]
["2010-09-10","12:00:00",11,0.6]
["2010-09-11","12:00:00",9,1.6]
["2010-09-12","12:00:00",8.6999999999999993,0.4]
["2010-09-13","12:00:00",7.3,8.6]
["2010-09-14","12:00:00",7.1,1.4]
["2010-09-15","12:00:00",9.9,3.6]
["2010-09-16","12:00:00",5.4,6.4]
["2010-09-17","12:00:00",4.3,0.8]
["2010-09-18","12:00:00",2.7,0]
["2010-09-19","12:00:00",4.9000000000000004,6.4]
["2010-09-20","12:00:00",3.3,1]
["2010-09-21","12:00:00",2.8,1]
["2010-09-22","12:00:00",7.1,0]
["2010-09-23","12:00:00",7.4,0]
["2010-09-24","12:00:00",11.9,0.2]
["2010-09-25","12:00:00",15.9,0]
["2010-09-26","12:00:00",15,0]
["2010-09-27","12:00:00",16.7,0]
["2010-09-28","12:00:00",11.3,1.8]
["2010-09-29","12:00:00",10.8,0]
["2010-09-30","12:00:00",10.199999999999999,0]
["2010-10-01","12:00:00",10.4,0]
["2010-10-02","12:00:00",15.2,0]
["2010-10-03","12:00:00",13.1,0.8]
["2010-10-04","12:00:00",14.3,2.2000000000000002]
["2010-10-05","12:00:00",10.6,1.8]
["2010-10-06","12:00:00",14.1,0]
["2010-10-07","12:00:00",14.1,0]
["2010-10-08","12:00:00",15,0]
["2010-10-09","12:00:00",12.7,0]
["2010-10-10","12:00:00",15.9,0.2]
["2010-10-11","12:00:00",7.4,1.2]
["2010-10-12","12:00:00",9.9,0]
["2010-10-13","12:00:00",9.6999999999999993,0]
["2010-10-14","12:00:00",11,0]
["2010-10-15","12:00:00",5.8,2.2000000000000002]
["2010-10-16","12:00:00",1.2,0]
["2010-10-17","12:00:00",3.3,0]
["2010-10-18","12:00:00",6.7,0]
["2010-10-19","12:00:00",11.3,0]
["2010-10-20","12:00:00",7.8,0]
["2010-10-21","12:00:00",12,0]
["2010-10-22","12:00:00",4.5,0]
["2010-10-23","12:00:00",4.4000000000000004,0]
["2010-10-24","12:00:00",1.9,0]
["2010-10-25","12:00:00",0.2,2.4]
["2010-10-26","12:00:00",-0.3,0.2]
["2010-10-27","12:00:00",-1.5,0.2]
["2010-10-28","12:00:00",-1.2,0]
["2010-10-29","12:00:00",4,0]
["2010-10-30","12:00:00",3.4,0]
["2010-10-31","12:00:00",5.9,0]
["2010-11-01","12:00:00",7.6,0]
["2010-11-02","12:00:00",7.7,0]
["2010-11-03","12:00:00",7.2,0]
["2010-11-04","12:00:00",9.1999999999999993,0]
["2010-11-05","12:00:00",10.8,0]
["2010-11-06","12:00:00",3.1,0]
["2010-11-07","12:00:00",6.2,0]
["2010-11-08","12:00:00",1.5,1]
["2010-11-09","12:00:00",-0.6,0]
["2010-11-10","12:00:00",-2.5,0]
["2010-11-11","12:00:00",-2.9,0]
["2010-11-12","12:00:00",2.2999999999999998,0]
["2010-11-13","12:00:00",2.8,0]
["2010-11-14","12:00:00",3,0]
["2010-11-15","12:00:00",3.6,1.4]
["2010-11-16","12:00:00",-6.5,6.6]
["2010-11-17","12:00:00",-13.2,3.6]
["2010-11-18","12:00:00",-17,2.2000000000000002]
["2010-11-19","12:00:00",-20.2,0.4]
["2010-11-20","12:00:00",-20.2,0.2]
["2010-11-21","12:00:00",-18,1.8]
["2010-11-22","12:00:00",-23.3,2.4]
["2010-11-23","12:00:00",-26.9,0]
["2010-11-24","12:00:00",-19,0]
["2010-11-25","12:00:00",-5.4,0]
["2010-11-26","12:00:00",0.8,0]
["2010-11-27","12:00:00",-6,0]
["2010-11-28","12:00:00",-10.1,1.4]
["2010-11-29","12:00:00",-11.2,0]
["2010-11-30","12:00:00",-4,0]
["2010-12-01","12:00:00",-2.4,0]
["2010-12-02","12:00:00",-6.2,0]
["2010-12-03","12:00:00",-10.3,0]
["2010-12-04","12:00:00",-9.1,0]
["2010-12-05","12:00:00",-9.6,0]
["2010-12-06","12:00:00",-6.2,0]
["2010-12-07","12:00:00",-6,0]
["2010-12-08","12:00:00",0.5,0]
["2010-12-09","12:00:00",-6.2,0.2]
["2010-12-10","12:00:00",-15.4,3]
["2010-12-11","12:00:00",-8.6,0]
["2010-12-12","12:00:00",-2.2000000000000002,0]
["2010-12-13","12:00:00",0.3,0]
["2010-12-14","12:00:00",-2.4,0]
["2010-12-15","12:00:00",-4.7,0]
["2010-12-16","12:00:00",-12.4,1.2]
["2010-12-17","12:00:00",-12.2,0.4]
["2010-12-18","12:00:00",-12.5,0.2]
["2010-12-19","12:00:00",-17.5,0.2]
["2010-12-20","12:00:00",-18.2,0]
["2010-12-21","12:00:00",-9.6,0]
["2010-12-22","12:00:00",-9.3000000000000007,0]
["2010-12-23","12:00:00",-9.8000000000000007,0]
["2010-12-24","12:00:00",-5.7,0]
["2010-12-25","12:00:00",-1.6,0]
["2010-12-26","12:00:00",-0.7,0]
["2010-12-27","12:00:00",-2.6,0]
["2010-12-28","12:00:00",-3.8,1.4]
["2010-12-29","12:00:00",-12.6,2.4]
["2010-12-30","12:00:00",-19.2,0.8]
["2010-12-31","12:00:00",-17.399999999999999,0]
[]
[]
[]
["aa","a","a","aa"]

{"sheet":"CLIST","index":5,"n_rows":45,"n_cols":20,"rows_kept":45,"cut":false,"hidden":false,"merged":[]}
[null,"Daily Time Series - SCs","Index","Unit","Ref. Column",null,"Annual Time Series - SCs","Index","Unit","Ref. Column",null,"Daily Time Series - Ponds","Index","Unit","Ref. Column",null,"Annual Time Series - Ponds","Index","Unit","Ref. Column"]
[null,"AbsLand:Crop Irrig. Demand (mm)",1,"mm","P",null,"AbsLand:Evaporation (mm)",1,"mm","BZ",null,"Catchment Inflow (m3)",1,"m3","C",null,"Demand (m3)",1,"m3","N"]
[null,"AbsLand:Evaporation (mm)",2,"mm","V",null,"AbsLand:Irrig. Demand (mm)",2,"mm","BW",null,"Demand (m3)",2,"m3","O",null,"Direct Precipitation (m3)",2,"m3","H"]
[null,"AbsLand:Net Precip (mm)",3,"mm","Q",null,"AbsLand:Max. Run-Off (mm)",3,"mm","CC",null,"Disch to Ponds or Outfall (m3)",3,"m3","S",null,"Discharge (m3)",3,"m3","K"]
[null,"AbsLand:Run-Off (mm)",4,"mm","W",null,"AbsLand:Run-Off (mm)",4,"mm","CA",null,"Evaporation (m3)",4,"m3","Q",null,"Evaporation (m3)",4,"m3","I"]
[null,"AbsLand:Run-On (mm)",5,"mm","R",null,"AbsLand:Run-On (mm)",5,"mm","BX",null,"Overflow (m3)",5,"m3","N",null,"Inflow (m3)",5,"m3","G"]
[null,"AbsLand:Sch. Irrig. Demand (mm)",6,"mm","O",null,"AbsLand:Seepage (mm)",6,"mm","BY",null,"Potential Demand (m3)",6,"m3","L",null,"Make-Up Water (m3)",6,"m3","M"]
[null,"AbsLand:Seepage (mm)",7,"mm","T",null,"BioRT/SW:Evaporation (mm)",7,"mm","CM",null,"Precipitation (m3)",7,"m3","P",null,"Maximum Level (m)",7,"m","E"]
[null,"AbsLand:Water Content (mm)",8,"mm","S",null,"BioRT/SW:Max. Run-Off (mm)",8,"mm","CQ",null,"Req Makeup Water (m3)",8,"m3","M",null,"Maximum Volume (m3)",8,"m3","C"]
[null,"BioRT/SW:Evaporation (mm)",9,"mm","AN",null,"BioRT/SW:Percolation (mm)",9,"mm","CL",null,"Seepage (m3)",9,"m3","R",null,"Minimum Level (m)",9,"m","F"]
[null,"BioRT/SW:Net Precip (mm)",10,"mm","AG",null,"BioRT/SW:Run-Off (mm)",10,"mm","CO",null,"Stage (m)",10,"m","H",null,"Minimum Volume (m3)",10,"m3","D"]
[null,"BioRT/SW:Percolation (mm)",11,"mm","AM",null,"BioRT/SW:Run-On (mm)",11,"mm","CK",null,"Surface Area (m2)",11,"m2","I",null,"Overflow (m3)",11,"m3","L"]
[null,"BioRT/SW:Run-Off (mm)",12,"mm","AO",null,"BioRT/SW:Sub-drain (mm)",12,"mm","CN",null,"Volume (m3)",12,"m3","J",null,"Seepage (m3)",12,"m3","J"]
[null,"BioRT/SW:Run-On (mm)",13,"mm","AH",null,"Gen:Rain (mm)",13,"mm","BL",null,"Catchment Inflow (m3)",13,"m3","AE",null,"Demand (m3)",13,"m3","AA"]
[null,"BioRT/SW:Seepage (mm)",14,"mm","AJ",null,"GrnRoof:Evaporation (mm)",14,"mm","CG",null,"Demand (m3)",14,"m3","AQ",null,"Direct Precipitation (m3)",14,"m3","U"]
[null,"BioRT/SW:Subdrain Flow (mm)",15,"mm","AL",null,"GrnRoof:Irrig. Demand (mm)",15,"mm","CD",null,"Disch to Ponds or Outfall (m3)",15,"m3","AU",null,"Discharge (m3)",15,"m3","X"]
[null,"BioRT/SW:Water Content (mm)",16,"mm","AI",null,"GrnRoof:Max. Run-Off (mm)",16,"mm","CJ",null,"Evaporation (m3)",16,"m3","AS",null,"Evaporation (m3)",16,"m3","V"]
[null,"Disch:Discharge to Pond1 (m3)",17,"m3","BD",null,"GrnRoof:Run-Off (mm)",17,"mm","CH",null,"Overflow (m3)",17,"m3","AP",null,"Inflow (m3)",17,"m3","T"]
[null,"Disch:Discharge to Pond2 (m3)",18,"m3","BE",null,"GrnRoof:Run-On (mm)",18,"mm","CE",null,"Potential Demand (m3)",18,"m3","AN",null,"Make-Up Water (m3)",18,"m3","Z"]
[null,"Disch:Total Flow (m3)",19,"m3","BC",null,"GrnRoof:Seepage (mm)",19,"mm","CF",null,"Precipitation (m3)",19,"m3","AR",null,"Maximum Level (m)",19,"m","R"]
[null,"GrnRoof:Crop Irrig. Demand (mm)",20,"mm","Y",null,"Imperv:Max. Run-Off (mm)",20,"mm","BO",null,"Req Makeup Water (m3)",20,"m3","AO",null,"Maximum Volume (m3)",20,"m3","P"]
[null,"GrnRoof:Evaporation (mm)",21,"mm","AE",null,"Imperv:Run-Off (mm)",21,"mm","BM",null,"Seepage (m3)",21,"m3","AT",null,"Minimum Level (m)",21,"m","S"]
[null,"GrnRoof:Net Precip (mm)",22,"mm","Z",null,"Landuse Discharge (m3)",22,"m3","CY",null,"Stage (m)",22,"m","AJ",null,"Minimum Volume (m3)",22,"m3","Q"]
[null,"GrnRoof:Run-Off (mm)",23,"mm","AF",null,"Perv:Evaporation (mm)",23,"mm","BS",null,"Surface Area (m2)",23,"m2","AK",null,"Overflow (m3)",23,"m3","Y"]
[null,"GrnRoof:Run-On (mm)",24,"mm","AA",null,"Perv:Irrig. Demand (mm)",24,"mm","BP",null,"Volume (m3)",24,"m3","AL",null,"Seepage (m3)",24,"m3","W"]
[null,"GrnRoof:Sch. Irrig. Demand (mm)",25,"mm","X",null,"Perv:Max. Run-Off (mm)",25,"mm","BV"]
[null,"GrnRoof:Seepage (mm)",26,"mm","AC",null,"Perv:Run-Off (mm)",26,"mm","BU"]
[null,"GrnRoof:Water Content (mm)",27,"mm","AB",null,"Perv:Run-On (mm)",27,"mm","BQ"]
[null,"Imperv:Net Precip (mm)",28,"mm","C",null,"Perv:Seepage (mm)",28,"mm","BR"]
[null,"Imperv:Run-Off (mm)",29,"mm","E",null,"Tank:Demand (m3)",29,"m3","CU"]
[null,"Imperv:Run-On (mm)",30,"mm","D",null,"Tank:Inflow (m3)",30,"m3","CR"]
[null,"Perv:Crop Irrig. Demand (mm)",31,"mm","G",null,"Tank:Max. Volume (m3)",31,"m3","CS"]
[null,"Perv:Evaporation (mm)",32,"mm","M",null,"Tank:Min. Volume (m3)",32,"m3","CT"]
[null,"Perv:Net Precip (mm)",33,"mm","H",null,"Tank:Municipal Make-up (m3)",33,"m3","CW"]
[null,"Perv:Run-Off (mm)",34,"mm","N",null,"Tank:Overflow (m3)",34,"m3","CV"]
[null,"Perv:Run-On (mm)",35,"mm","I",null,"Tank:Recharge Volume(m3)",35,"m3","CX"]
[null,"Perv:Sch. Irrig. Demand (mm)",36,"mm","F"]
[null,"Perv:Seepage (mm)",37,"mm","K"]
[null,"Perv:Water Content (mm)",38,"mm","J"]
[null,"Tank:Actual Demand (m3)",39,"m3","AT"]
[null,"Tank:Actual Mun. Make-up (m3)",40,"m3","AZ"]
[null,"Tank:Actual Overflow (m3)",41,"m3","BA"]
[null,"Tank:Actual Pond Recharge (m3)",42,"m3","AX"]
[null,"Tank:Inflow (m3)",43,"m3","AP"]
[null,"Tank:Volume (m3)",44,"m3","AV"]